## Cover
COLD CHAIN EQUIPMENT INVENTORY & GAP ANALYSIS TOOL
Language: | English | Year: | 2023
Country: | EPI-Tenga
Level: | Central | Name: | Inventaire National
Click to go to page Index
Version Sept 2022
Contact: kones@who.int

## Prog
PROGRAMME DATA |  |  |  | Index
CODIFICATION FOR RECORDING INVENTORY DATA | [7 empty] | VACCINES & VACCINATIONS
Notes for guidance: | [7 empty] | Routine Vaccines | Vaccination objectives & targets |  |  | vaccine presentation | Vaccine wastage (%) | Administration | Dilution syringes | Volume per target, cm3
Only yellow cells required data entry! | [8 empty] | Schedule | Target (%) | Coverage (%) |  |  |  |  | vaccines | diluents | injection eqpt
Demographic indicators |  | Type of equipment |  |  | Functional status of eqpt |  | 0.05 | BCG | 1 | 2.98% | 100% | 20 | 40% | ADS_0.05ml | Sdilution_2ml | 1.3596 | 0.97638 | 76.7425 | 1.6667 | 2-8°C
% of pregnant women | 2.98% | Refrigerator | Refrigerator |  | Functioning well | Functional | 0.05 | bOPV | 4 | 2.89% | 100% | 20 | 15% | Oral |  | 3.3323 | 0 | 0 | 1.1765 | -20°C
% of the annual births | 2.98% | Freezer | Freezer |  | Functional, need repair | Not Functional | 0.1 | IPV | 1 | 2.89% | 100% | 10 | 15% | ADS_0.5ml |  | 3.2353 | 0 | 70.6393 | 1.1765 | 2-8°C
% of surviving infants | 2.89% | Walk-in cold room | WICR |  | Not functional for breakage | Damaged | 0.1 | DTwP-HepB-Hib | 3 | 2.89% | 100% | 10 | 15% | ADS_0.5ml |  | 11.4759 | 0 | 211.9179 | 1.1765 | 2-8°C
% of adolescent girls | 1.12% | Walk-in freezer room | WIFR |  | Commissioning issues | Commisionning | 0.25 | PCV13 | 3 | 2.89% | 100% | 4 | 10% | ADS_0.5ml |  | 12 | 0 | 211.9179 | 1.1111 | 2-8°C
% of CBW | 20% | ULT cold chain | UCC |  | New , not installed yet | Not installed | 1 | Rota_Liq | 2 | 2.89% | 100% | 1 | 5% | ADS_0.5ml |  | 102.2105 | 0 | 141.2786 | 1.0526 | 2-8°C
[7 empty] | 0.1 | MR | 2 | 2.89% | 100% | 10 | 15% | ADS_0.5ml | Sdilution_5ml | 4.5753 | 6.1911 | 158.5113 | 1.1765 | 2-8°C
Status |  | Source of energy |  |  | Availability of electricity |  | 0.1 | TT | 2 | 3% | 100% | 10 | 15% | ADS_0.5ml |  | 6.9918 | 0 | 141.2786 | 1.1765 | 2-8°C
GOB | Public | Electricity (grid or generator) | Electricity |  | electricity >16 h | >16 h | 1 | HPV | 2 | 1.12% | 100% | 1 | 5% | ADS_0.5ml |  | 25.98 | 0 | 141.2786 | 1.0526 | 2-8°C
NGO | ONG | Solar (with or without batteries) | Solar |  | electricity 8-16 h | 8-16 h | #DIV/0! | [8 empty] | 0 | 0 | 0 | 1
Private | Privé | Gas | Gas |  | electricity <8 h | <8 h | #DIV/0! | [8 empty] | 0 | 0 | 0 | 1
Confessionnel | Conf | Kerosene | Kerosene |  | No electricity | No | #DIV/0! | [8 empty] | 0 | 0 | 0 | 1
[7 empty] | #DIV/0! | [8 empty] | 0 | 0 | 0 | 1
Mode of vaccine supply |  | Vaccination strategies |  |  | Recommendation regarding equipment |  | #DIV/0! | [8 empty] | 0 | 0 | 0 | 1
Collection only | Collection | Fixe only | F |  | CCE not to replace | No replacement | #DIV/0! | [8 empty] | 0 | 0 | 0 | 1
Delivery only | Delivery | Fixe & Outreach | F&O |  | CCE to remove & replace | Replacement | #DIV/0! | [8 empty] | 0 | 0 | 0 | 1
Collection & Delivery | Collection/Delivery | No vaccination | NA |  | CCE to remove w/o replacement | Discard | #DIV/0! | [8 empty] | 0 | 0 | 0 | 1
Type |  | Level in the supply chain |  |  | Designation of level | Store |  |  | SP | LD/SN2 | SN1/PR |  |  |  | Volume per FIC, cm3 | vaccines | diluents | injection eqpt
Privetly Owned Clinics | Clinic |  |  | Service point | Health Facility | SP |  | CC capacity ranges (litres) | 5 | 60 | 500 |  |  |  | 2-8°C | 167.8283
Public/Govt Health Centre | Health Centre |  |  | Lowest distribution | Sub-District/ District Hospital (LD) | LD |  |  | 36 | 100 | 1000 |  |  |  | -20°C | 3.3323
Public/Govt Health Post | Health Post |  |  | Sub-national 1 | District | SN2 |  |  | 70 | 200 | 2000 |  |  |  | diluents |  | 7.1675
Privately Owned Hospital | Private Hosp. |  |  | Sub-national 2 | Region | SN1 |  |  | 100 | 300 | 3000 |  |  |  | injection eqpt |  |  | 1153.5646
Public/Govt Hospital | Public Hosp. |  |  | Primary level | National | PR | [8 empty] | Volume per individual, cm3 | vaccines | diluents | injection eqpt
Vaccine Storage | Storage | [13 empty] | 2-8°C | 4.3993
[15 empty] | -20°C | 0.096304
|  | Age ranges of CCE | years |  | Full compliance with WHO PQS | Yes | [8 empty] | diluents |  | 0.20802
|  |  | 5 | [11 empty] | injection eqpt |  |  | 31.0619
10
|  |  | 15 |  |  |  |  | District | [6 empty] | Source of funding
[8 empty] | National | Summary od CCE (on-grid, solar) per type of intervention (extension, expansion, replacement) & per year
# SP per Type of intervention |  | # LD per Type of intervention |  |  | Equipement of choice |  |  | CCE | SP | Total SP & CCE per type of intervention |  |  |  | LD | Total LD & CCE per type of intervention
Type of intervention | SP | Type of intervention | LD |  | Model | Capacity (litres) |  | Type of intervention | Total SP | 2022 | 2023 | 2024 | 2025 | Total LD | 2022 | 2023 | 2024 | 2025
Extens_Electric | 0 | Extens_Electric | 0 |  | Electric (ILRs) |  |  | Extens_Electric | 0 | 0 | 0 | 0 | 0 | 0 | 0 | 0 | 0 | 0
Extens_Solar | 0 | Extens_Solar | 0 | 1 | TCW 4000 AC | 240 |  | Extens_Solar | 0 | 0 | 0 | 0 | 0 | 0 | 0 | 0 | 0 | 0
Repl_Electric | 0 | Repl_Electric | 0 | 2 | TCW 2000 AC | 60 |  | Repl_Electric | 0 | 0 | 0 | 0 | 0 | 0 | 0 | 0 | 0 | 0
Repl_Solar | 0 | Repl_Solar | 0 | 3 | TCW 120 AC | 120 |  | Repl_Solar | 0 | 0 | 0 | 0 | 0 | 0 | 0 | 0 | 0 | 0
Expans_Electric | 0 | Expans_Electric | 0 | 4 |  |  |  | Expans_Electric | 0 | 0 | 0 | 0 | 0 | 0 | 0 | 0 | 0 | 0
Expans_Solar | 0 | Expans_Solar | 0 | 5 |  |  |  | Expans_Solar | 0 | 0 | 0 | 0 | 0 | 0 | 0 | 0 | 0 | 0
Total Extension | 0 | Total Extension | 0 | 6 |  |  |  | Total Extension | 0 | 0 | 0 | 0 | 0 | 0 | 0 | 0 | 0 | 0
Total Expansion | 0 | Total Expansion | 0 | 7 |  |  |  | Total Expansion | 0 | 0 | 0 | 0 | 0 | 0 | 0 | 0 | 0 | 0
Total Replacement | 0 | Total Replacement | 0 | 8 |  |  |  | Total Replacement | 0 | 0 | 0 | 0 | 0 | 0 | 0 | 0 | 0 | 0
Model | SP | Model | LD |  | Solar (SDDs) |  |  | Electric (ILRs) | 0 | 0 | 0 | 0 | 0 | 0 | 0 | 0 | 0 | 0
Electric (ILRs) |  | Electric (ILRs) |  | 1 | TCW 40 SDD | 36 |  | TCW 4000 AC | 0 | 0 | 0 | 0 | 0 | 0 | 0 | 0 | 0 | 0
TCW 120 AC | 0 | TCW 4000 AC | 0 | 2 | TCW 4000 SDD | 220 |  | TCW 2000 AC | 0 | 0 | 0 | 0 | 0 | 0 | 0 | 0 | 0 | 0
| 0 |  | 0 | 3 |  |  |  | TCW 120 AC | 0 | 0 | 0 | 0 | 0 | 0 | 0 | 0 | 0 | 0
| 0 |  | 0 | 4 |  |  |  | 0 | 0 | 0 | 0 | 0 | 0 | 0 | 0 | 0 | 0 | 0
Solar (SDDs) |  | Solar (SDDs) |  | 5 |  |  |  | Solar (SDDs) | 0 | 0 | 0 | 0 | 0 | 0 | 0 | 0 | 0 | 0
TCW 40 SDD | 0 | TCW 4000 SDD | 0 | 6 |  |  |  | TCW 40 SDD | 0 | 0 | 0 | 0 | 0 | 0 | 0 | 0 | 0 | 0
| 0 |  | 0 | 7 |  |  |  | TCW 4000 SDD | 0 | 0 | 0 | 0 | 0 | 0 | 0 | 0 | 0 | 0
| 0 |  | 0 | 8 |  |  |  | 0 | 0 | 0 | 0 | 0 | 0 | 0 | 0 | 0 | 0 | 0

## Structures
INFRASTRUCTURES AT THE HEALTH FACILITIES | [31 empty] | Cold chain capacity analysis | [13 empty] | 0 | 0 | 0 | 0 | 0 | 0 | [7 empty] | 0 | 0 | 0 | 0 | 0
[31 empty] | SN1 | 0 | 0 | 0 | 0 | 0 | 0 | 0 | 0 | 0 | 0 |  |  |  |  | 0 | 0 | 0 | 0 | 0 | 0 | 0 | 0 | 0 |  |  |  | SN1 | 0 | 0 | 0 | 0 | 0
[31 empty] | SN2 | 0 | 0 | 0 | 0 | 0 | 0 | 0 | 0 | 0 | 0 | Volume par individu, cm3 |  |  |  | 0 | 0 | 0 | 0 | 0 | 0 | 0 | 0 | 0 |  |  |  | SN2 | 0 | 0 | 0 | 0 | 0
[31 empty] | LD | 0 | 0 | 0 | 0 | 0 | 0 | 0 | 0 | 0 | 0 | vaccines |  | diluents | injection eqpt | 0 | 0 | 0 | 0 | 0 | 0 | 0 | 0 | 0 |  |  |  | LD | 0 | 0 | 0 | 0 | 0
[31 empty] | SP | 0 | 0 | 0 | 0 | 0 | 0 | 0 | 0 | 0 | 0 | 4.3993 | 0.096304 | 0.20802 | 31.0619 | 0 | 0 | 0 | 0 | 0 | 0 | 0 | 0 | 0 |  |  |  | SP | 0 | 0 | 0 | 0 | 0
LIST OF FACILITIES | [20 empty] | Infrastructures, Equipment & Transport | [10 empty] | Refrigerators & Freezers |  |  |  | Cold/Freezer rooms |  |  | Storage capacity (litres) |  |  | Estimation of required storage capacity |  |  | dry storage | Replacement estimated | [5 empty] | Storage capacity (litres) (2025) |  |  | Deployment of CCE
Affiliation/Location |  |  |  | Health structures | [7 empty] | Supply Chain | [5 empty] | Vaccine service delivery |  |  | Passive Cold Chain |  |  |  |  | Transport |  |  |  | Disposal of Waste | [8 empty] | Available cold storage at +5°C | Available cold storage at -20°C | Available cold storage at -70°C | [13 empty] | Intervention & CCE needs |  |  |  |  | Year of deployment
Region | District | Sub-District/ District Hospital (LD) | Location | Health structures | Code_Facility | Location Latitude | Location Longitude | Location Altitude | photo of the facility from outside | Type | Status | Supply Levels | Total Population | Distance to supply | supply interval, months | safety stock, months | Availability of electricity | Mode of vaccine supply | Vaccination strategies | Coverage Penta-3 | Passive cold storage device | Cold boxes - large | Cold boxes - small | Vaccine-Carriers - large | Vaccine-Carriers - small | Motos | Pick-ups | Trucks - normal | Refrigerator vehicles | Incinerators | Others | Refrigerators | Refrigerators PQS | Freezers | ULT cold chain | Cold/Freezer rooms | Cold/Freezer rooms | CCE is available (+5°C) |  |  |  | Capacity required at +5°C, litres | Capacity required at -20°C, litres | Coolant packs, litres | dry storage, m3 | 2021 | 2022 | 2023 | 2024 | 2025 | Total Replacement estimated | Available cold storage at +5°C | Available cold storage at -20°C | Available cold storage at -70°C | Type of intervention | Source of funding | CCE allocated (Model) | Net Storage Volume (+5°C) | total quantity | 2022 | 2023 | 2024 | 2025 | #VALUE!
A | B | C | D | E | F | G | H | I | J | K | L | M | N | O | P | Q | R | S | T | U | V | W | X | Y | Z | AA | AB | AC | AD | AE | AF | AG | AH | AI | AJ | AK | AL | AM | AN | AO | AP | AQ | AR | AS | AT | AU | AV | AW | AX | AY | AZ | BA | BB | BC | BD | BE | BF | BG | BH | BI | BJ | BK | BL | BM | #VALUE! | #VALUE!
[42 empty] | 0 | 0 | 0 | 0 | [5 empty] | 0 | [7 empty] | 0 |  |  |  |  | #VALUE!
[42 empty] | 0 | 0 | 0 | 0 | [5 empty] | 0 | [7 empty] | 0 |  |  |  |  | #VALUE!
[42 empty] | 0 | 0 | 0 | 0 | [5 empty] | 0 | [7 empty] | 0 |  |  |  |  | #VALUE!
[42 empty] | 0 | 0 | 0 | 0 | [5 empty] | 0 | [7 empty] | 0 |  |  |  |  | #VALUE!
[42 empty] | 0 | 0 | 0 | 0 | [5 empty] | 0 | [7 empty] | 0 |  |  |  |  | #VALUE!
[42 empty] | 0 | 0 | 0 | 0 | [5 empty] | 0 | [7 empty] | 0 |  |  |  |  | #VALUE!
[42 empty] | 0 | 0 | 0 | 0 | [5 empty] | 0 | [7 empty] | 0 |  |  |  |  | #VALUE!
[42 empty] | 0 | 0 | 0 | 0 | [5 empty] | 0 | [7 empty] | 0 |  |  |  |  | #VALUE!
[42 empty] | 0 | 0 | 0 | 0 | [5 empty] | 0 | [7 empty] | 0 |  |  |  |  | #VALUE!
[42 empty] | 0 | 0 | 0 | 0 | [5 empty] | 0 | [7 empty] | 0 |  |  |  |  | #VALUE!
[42 empty] | 0 | 0 | 0 | 0 | [5 empty] | 0 | [7 empty] | 0 |  |  |  |  | #VALUE!
[42 empty] | 0 | 0 | 0 | 0 | [5 empty] | 0 | [7 empty] | 0 |  |  |  |  | #VALUE!
[42 empty] | 0 | 0 | 0 | 0 | [5 empty] | 0 | [7 empty] | 0 |  |  |  |  | #VALUE!
[42 empty] | 0 | 0 | 0 | 0 | [5 empty] | 0 | [7 empty] | 0 |  |  |  |  | #VALUE!
[42 empty] | 0 | 0 | 0 | 0 | [5 empty] | 0 | [7 empty] | 0 |  |  |  |  | #VALUE!
[42 empty] | 0 | 0 | 0 | 0 | [5 empty] | 0 | [7 empty] | 0 |  |  |  |  | #VALUE!
[42 empty] | 0 | 0 | 0 | 0 | [5 empty] | 0 | [7 empty] | 0 |  |  |  |  | #VALUE!
[42 empty] | 0 | 0 | 0 | 0 | [5 empty] | 0 | [7 empty] | 0 |  |  |  |  | #VALUE!
[42 empty] | 0 | 0 | 0 | 0 | [5 empty] | 0 | [7 empty] | 0 |  |  |  |  | #VALUE!
[42 empty] | 0 | 0 | 0 | 0 | [5 empty] | 0 | [7 empty] | 0 |  |  |  |  | #VALUE!
[42 empty] | 0 | 0 | 0 | 0 | [5 empty] | 0 | [7 empty] | 0 |  |  |  |  | #VALUE!
[42 empty] | 0 | 0 | 0 | 0 | [5 empty] | 0 | [7 empty] | 0 |  |  |  |  | #VALUE!
[42 empty] | 0 | 0 | 0 | 0 | [5 empty] | 0 | [7 empty] | 0 |  |  |  |  | #VALUE!
[42 empty] | 0 | 0 | 0 | 0 | [5 empty] | 0 | [7 empty] | 0 |  |  |  |  | #VALUE!
[42 empty] | 0 | 0 | 0 | 0 | [5 empty] | 0 | [7 empty] | 0 |  |  |  |  | #VALUE!
[42 empty] | 0 | 0 | 0 | 0 | [5 empty] | 0 | [7 empty] | 0 |  |  |  |  | #VALUE!
[42 empty] | 0 | 0 | 0 | 0 | [5 empty] | 0 | [7 empty] | 0 |  |  |  |  | #VALUE!
[42 empty] | 0 | 0 | 0 | 0 | [5 empty] | 0 | [7 empty] | 0 |  |  |  |  | #VALUE!
[42 empty] | 0 | 0 | 0 | 0 | [5 empty] | 0 | [7 empty] | 0 |  |  |  |  | #VALUE!
[42 empty] | 0 | 0 | 0 | 0 | [5 empty] | 0 | [7 empty] | 0 |  |  |  |  | #VALUE!
[42 empty] | 0 | 0 | 0 | 0 | [5 empty] | 0 | [7 empty] | 0 |  |  |  |  | #VALUE!
[42 empty] | 0 | 0 | 0 | 0 | [5 empty] | 0 | [7 empty] | 0 |  |  |  |  | #VALUE!
[42 empty] | 0 | 0 | 0 | 0 | [5 empty] | 0 | [7 empty] | 0 |  |  |  |  | #VALUE!
[42 empty] | 0 | 0 | 0 | 0 | [5 empty] | 0 | [7 empty] | 0 |  |  |  |  | #VALUE!
[42 empty] | 0 | 0 | 0 | 0 | [5 empty] | 0 | [7 empty] | 0 |  |  |  |  | #VALUE!
[42 empty] | 0 | 0 | 0 | 0 | [5 empty] | 0 | [7 empty] | 0 |  |  |  |  | #VALUE!
[42 empty] | 0 | 0 | 0 | 0 | [5 empty] | 0 | [7 empty] | 0 |  |  |  |  | #VALUE!
[42 empty] | 0 | 0 | 0 | 0 | [5 empty] | 0 | [7 empty] | 0 |  |  |  |  | #VALUE!
[42 empty] | 0 | 0 | 0 | 0 | [5 empty] | 0 | [7 empty] | 0 |  |  |  |  | #VALUE!
[42 empty] | 0 | 0 | 0 | 0 | [5 empty] | 0 | [7 empty] | 0 |  |  |  |  | #VALUE!
[42 empty] | 0 | 0 | 0 | 0 | [5 empty] | 0 | [7 empty] | 0 |  |  |  |  | #VALUE!
[42 empty] | 0 | 0 | 0 | 0 | [5 empty] | 0 | [7 empty] | 0 |  |  |  |  | #VALUE!
[42 empty] | 0 | 0 | 0 | 0 | [5 empty] | 0 | [7 empty] | 0 |  |  |  |  | #VALUE!
[42 empty] | 0 | 0 | 0 | 0 | [5 empty] | 0 | [7 empty] | 0 |  |  |  |  | #VALUE!
[42 empty] | 0 | 0 | 0 | 0 | [5 empty] | 0 | [7 empty] | 0 |  |  |  |  | #VALUE!
[42 empty] | 0 | 0 | 0 | 0 | [5 empty] | 0 | [7 empty] | 0 |  |  |  |  | #VALUE!
[42 empty] | 0 | 0 | 0 | 0 | [5 empty] | 0 | [7 empty] | 0 |  |  |  |  | #VALUE!
[42 empty] | 0 | 0 | 0 | 0 | [5 empty] | 0 | [7 empty] | 0 |  |  |  |  | #VALUE!
[42 empty] | 0 | 0 | 0 | 0 | [5 empty] | 0 | [7 empty] | 0 |  |  |  |  | #VALUE!
[42 empty] | 0 | 0 | 0 | 0 | [5 empty] | 0 | [7 empty] | 0 |  |  |  |  | #VALUE!
[42 empty] | 0 | 0 | 0 | 0 | [5 empty] | 0 | [7 empty] | 0 |  |  |  |  | #VALUE!
[42 empty] | 0 | 0 | 0 | 0 | [5 empty] | 0 | [7 empty] | 0 |  |  |  |  | #VALUE!
[42 empty] | 0 | 0 | 0 | 0 | [5 empty] | 0 | [7 empty] | 0 |  |  |  |  | #VALUE!
[42 empty] | 0 | 0 | 0 | 0 | [5 empty] | 0 | [7 empty] | 0 |  |  |  |  | #VALUE!
[42 empty] | 0 | 0 | 0 | 0 | [5 empty] | 0 | [7 empty] | 0 |  |  |  |  | #VALUE!
[42 empty] | 0 | 0 | 0 | 0 | [5 empty] | 0 | [7 empty] | 0 |  |  |  |  | #VALUE!
[42 empty] | 0 | 0 | 0 | 0 | [5 empty] | 0 | [7 empty] | 0 |  |  |  |  | #VALUE!
[42 empty] | 0 | 0 | 0 | 0 | [5 empty] | 0 | [7 empty] | 0 |  |  |  |  | #VALUE!
[42 empty] | 0 | 0 | 0 | 0 | [5 empty] | 0 | [7 empty] | 0 |  |  |  |  | #VALUE!
[42 empty] | 0 | 0 | 0 | 0 | [5 empty] | 0 | [7 empty] | 0 |  |  |  |  | #VALUE!
[42 empty] | 0 | 0 | 0 | 0 | [5 empty] | 0 | [7 empty] | 0 |  |  |  |  | #VALUE!
[42 empty] | 0 | 0 | 0 | 0 | [5 empty] | 0 | [7 empty] | 0 |  |  |  |  | #VALUE!
[42 empty] | 0 | 0 | 0 | 0 | [5 empty] | 0 | [7 empty] | 0 |  |  |  |  | #VALUE!
[42 empty] | 0 | 0 | 0 | 0 | [5 empty] | 0 | [7 empty] | 0 |  |  |  |  | #VALUE!
[42 empty] | 0 | 0 | 0 | 0 | [5 empty] | 0 | [7 empty] | 0 |  |  |  |  | #VALUE!
[42 empty] | 0 | 0 | 0 | 0 | [5 empty] | 0 | [7 empty] | 0 |  |  |  |  | #VALUE!
[42 empty] | 0 | 0 | 0 | 0 | [5 empty] | 0 | [7 empty] | 0 |  |  |  |  | #VALUE!
[42 empty] | 0 | 0 | 0 | 0 | [5 empty] | 0 | [7 empty] | 0 |  |  |  |  | #VALUE!
[42 empty] | 0 | 0 | 0 | 0 | [5 empty] | 0 | [7 empty] | 0 |  |  |  |  | #VALUE!
[42 empty] | 0 | 0 | 0 | 0 | [5 empty] | 0 | [7 empty] | 0 |  |  |  |  | #VALUE!
[42 empty] | 0 | 0 | 0 | 0 | [5 empty] | 0 | [7 empty] | 0 |  |  |  |  | #VALUE!
[42 empty] | 0 | 0 | 0 | 0 | [5 empty] | 0 | [7 empty] | 0 |  |  |  |  | #VALUE!
[42 empty] | 0 | 0 | 0 | 0 | [5 empty] | 0 | [7 empty] | 0 |  |  |  |  | #VALUE!
[42 empty] | 0 | 0 | 0 | 0 | [5 empty] | 0 | [7 empty] | 0 |  |  |  |  | #VALUE!
[42 empty] | 0 | 0 | 0 | 0 | [5 empty] | 0 | [7 empty] | 0 |  |  |  |  | #VALUE!
[42 empty] | 0 | 0 | 0 | 0 | [5 empty] | 0 | [7 empty] | 0 |  |  |  |  | #VALUE!
[42 empty] | 0 | 0 | 0 | 0 | [5 empty] | 0 | [7 empty] | 0 |  |  |  |  | #VALUE!
[42 empty] | 0 | 0 | 0 | 0 | [5 empty] | 0 | [7 empty] | 0 |  |  |  |  | #VALUE!
[42 empty] | 0 | 0 | 0 | 0 | [5 empty] | 0 | [7 empty] | 0 |  |  |  |  | #VALUE!
[42 empty] | 0 | 0 | 0 | 0 | [5 empty] | 0 | [7 empty] | 0 |  |  |  |  | #VALUE!
[42 empty] | 0 | 0 | 0 | 0 | [5 empty] | 0 | [7 empty] | 0 |  |  |  |  | #VALUE!
[42 empty] | 0 | 0 | 0 | 0 | [5 empty] | 0 | [7 empty] | 0 |  |  |  |  | #VALUE!
[42 empty] | 0 | 0 | 0 | 0 | [5 empty] | 0 | [7 empty] | 0 |  |  |  |  | #VALUE!
[42 empty] | 0 | 0 | 0 | 0 | [5 empty] | 0 | [7 empty] | 0 |  |  |  |  | #VALUE!
[42 empty] | 0 | 0 | 0 | 0 | [5 empty] | 0 | [7 empty] | 0 |  |  |  |  | #VALUE!
[42 empty] | 0 | 0 | 0 | 0 | [5 empty] | 0 | [7 empty] | 0 |  |  |  |  | #VALUE!
[42 empty] | 0 | 0 | 0 | 0 | [5 empty] | 0 | [7 empty] | 0 |  |  |  |  | #VALUE!
[42 empty] | 0 | 0 | 0 | 0 | [5 empty] | 0 | [7 empty] | 0 |  |  |  |  | #VALUE!
[42 empty] | 0 | 0 | 0 | 0 | [5 empty] | 0 | [7 empty] | 0 |  |  |  |  | #VALUE!
[42 empty] | 0 | 0 | 0 | 0 | [5 empty] | 0 | [7 empty] | 0 |  |  |  |  | #VALUE!
[42 empty] | 0 | 0 | 0 | 0 | [5 empty] | 0 | [7 empty] | 0 |  |  |  |  | #VALUE!
[42 empty] | 0 | 0 | 0 | 0 | [5 empty] | 0 | [7 empty] | 0 |  |  |  |  | #VALUE!
[42 empty] | 0 | 0 | 0 | 0 | [5 empty] | 0 | [7 empty] | 0 |  |  |  |  | #VALUE!
[42 empty] | 0 | 0 | 0 | 0 | [5 empty] | 0 | [7 empty] | 0 |  |  |  |  | #VALUE!
[42 empty] | 0 | 0 | 0 | 0 | [5 empty] | 0 | [7 empty] | 0 |  |  |  |  | #VALUE!
[42 empty] | 0 | 0 | 0 | 0 | [5 empty] | 0 | [7 empty] | 0 |  |  |  |  | #VALUE!
[42 empty] | 0 | 0 | 0 | 0 | [5 empty] | 0 | [7 empty] | 0 |  |  |  |  | #VALUE!
[42 empty] | 0 | 0 | 0 | 0 | [5 empty] | 0 | [7 empty] | 0 |  |  |  |  | #VALUE!
[42 empty] | 0 | 0 | 0 | 0 | [5 empty] | 0 | [7 empty] | 0 |  |  |  |  | #VALUE!
[42 empty] | 0 | 0 | 0 | 0 | [5 empty] | 0 | [7 empty] | 0 |  |  |  |  | #VALUE!
[42 empty] | 0 | 0 | 0 | 0 | [5 empty] | 0 | [7 empty] | 0 |  |  |  |  | #VALUE!
[42 empty] | 0 | 0 | 0 | 0 | [5 empty] | 0 | [7 empty] | 0 |  |  |  |  | #VALUE!
[42 empty] | 0 | 0 | 0 | 0 | [5 empty] | 0 | [7 empty] | 0 |  |  |  |  | #VALUE!
[42 empty] | 0 | 0 | 0 | 0 | [5 empty] | 0 | [7 empty] | 0 |  |  |  |  | #VALUE!
[42 empty] | 0 | 0 | 0 | 0 | [5 empty] | 0 | [7 empty] | 0 |  |  |  |  | #VALUE!
[42 empty] | 0 | 0 | 0 | 0 | [5 empty] | 0 | [7 empty] | 0 |  |  |  |  | #VALUE!
[42 empty] | 0 | 0 | 0 | 0 | [5 empty] | 0 | [7 empty] | 0 |  |  |  |  | #VALUE!
[42 empty] | 0 | 0 | 0 | 0 | [5 empty] | 0 | [7 empty] | 0 |  |  |  |  | #VALUE!
[42 empty] | 0 | 0 | 0 | 0 | [5 empty] | 0 | [7 empty] | 0 |  |  |  |  | #VALUE!
[42 empty] | 0 | 0 | 0 | 0 | [5 empty] | 0 | [7 empty] | 0 |  |  |  |  | #VALUE!
[42 empty] | 0 | 0 | 0 | 0 | [5 empty] | 0 | [7 empty] | 0 |  |  |  |  | #VALUE!
[42 empty] | 0 | 0 | 0 | 0 | [5 empty] | 0 | [7 empty] | 0 |  |  |  |  | #VALUE!
[42 empty] | 0 | 0 | 0 | 0 | [5 empty] | 0 | [7 empty] | 0 |  |  |  |  | #VALUE!
[42 empty] | 0 | 0 | 0 | 0 | [5 empty] | 0 | [7 empty] | 0 |  |  |  |  | #VALUE!
[42 empty] | 0 | 0 | 0 | 0 | [5 empty] | 0 | [7 empty] | 0 |  |  |  |  | #VALUE!
[42 empty] | 0 | 0 | 0 | 0 | [5 empty] | 0 | [7 empty] | 0 |  |  |  |  | #VALUE!
[42 empty] | 0 | 0 | 0 | 0 | [5 empty] | 0 | [7 empty] | 0 |  |  |  |  | #VALUE!
[42 empty] | 0 | 0 | 0 | 0 | [5 empty] | 0 | [7 empty] | 0 |  |  |  |  | #VALUE!
[42 empty] | 0 | 0 | 0 | 0 | [5 empty] | 0 | [7 empty] | 0 |  |  |  |  | #VALUE!
[42 empty] | 0 | 0 | 0 | 0 | [5 empty] | 0 | [7 empty] | 0 |  |  |  |  | #VALUE!
[42 empty] | 0 | 0 | 0 | 0 | [5 empty] | 0 | [7 empty] | 0 |  |  |  |  | #VALUE!
[42 empty] | 0 | 0 | 0 | 0 | [5 empty] | 0 | [7 empty] | 0 |  |  |  |  | #VALUE!
[42 empty] | 0 | 0 | 0 | 0 | [5 empty] | 0 | [7 empty] | 0 |  |  |  |  | #VALUE!
[42 empty] | 0 | 0 | 0 | 0 | [5 empty] | 0 | [7 empty] | 0 |  |  |  |  | #VALUE!
[42 empty] | 0 | 0 | 0 | 0 | [5 empty] | 0 | [7 empty] | 0 |  |  |  |  | #VALUE!
[42 empty] | 0 | 0 | 0 | 0 | [5 empty] | 0 | [7 empty] | 0 |  |  |  |  | #VALUE!
[42 empty] | 0 | 0 | 0 | 0 | [5 empty] | 0 | [7 empty] | 0 |  |  |  |  | #VALUE!
[42 empty] | 0 | 0 | 0 | 0 | [5 empty] | 0 | [7 empty] | 0 |  |  |  |  | #VALUE!
[42 empty] | 0 | 0 | 0 | 0 | [5 empty] | 0 | [7 empty] | 0 |  |  |  |  | #VALUE!
[42 empty] | 0 | 0 | 0 | 0 | [5 empty] | 0 | [7 empty] | 0 |  |  |  |  | #VALUE!
[42 empty] | 0 | 0 | 0 | 0 | [5 empty] | 0 | [7 empty] | 0 |  |  |  |  | #VALUE!
[42 empty] | 0 | 0 | 0 | 0 | [5 empty] | 0 | [7 empty] | 0 |  |  |  |  | #VALUE!
[42 empty] | 0 | 0 | 0 | 0 | [5 empty] | 0 | [7 empty] | 0 |  |  |  |  | #VALUE!
[42 empty] | 0 | 0 | 0 | 0 | [5 empty] | 0 | [7 empty] | 0 |  |  |  |  | #VALUE!
[42 empty] | 0 | 0 | 0 | 0 | [5 empty] | 0 | [7 empty] | 0 |  |  |  |  | #VALUE!
[42 empty] | 0 | 0 | 0 | 0 | [5 empty] | 0 | [7 empty] | 0 |  |  |  |  | #VALUE!
[42 empty] | 0 | 0 | 0 | 0 | [5 empty] | 0 | [7 empty] | 0 |  |  |  |  | #VALUE!
[42 empty] | 0 | 0 | 0 | 0 | [5 empty] | 0 | [7 empty] | 0 |  |  |  |  | #VALUE!
[42 empty] | 0 | 0 | 0 | 0 | [5 empty] | 0 | [7 empty] | 0 |  |  |  |  | #VALUE!
[42 empty] | 0 | 0 | 0 | 0 | [5 empty] | 0 | [7 empty] | 0 |  |  |  |  | #VALUE!
[42 empty] | 0 | 0 | 0 | 0 | [5 empty] | 0 | [7 empty] | 0 |  |  |  |  | #VALUE!
[42 empty] | 0 | 0 | 0 | 0 | [5 empty] | 0 | [7 empty] | 0 |  |  |  |  | #VALUE!
[42 empty] | 0 | 0 | 0 | 0 | [5 empty] | 0 | [7 empty] | 0 |  |  |  |  | #VALUE!
[42 empty] | 0 | 0 | 0 | 0 | [5 empty] | 0 | [7 empty] | 0 |  |  |  |  | #VALUE!
[42 empty] | 0 | 0 | 0 | 0 | [5 empty] | 0 | [7 empty] | 0 |  |  |  |  | #VALUE!
[42 empty] | 0 | 0 | 0 | 0 | [5 empty] | 0 | [7 empty] | 0 |  |  |  |  | #VALUE!
[42 empty] | 0 | 0 | 0 | 0 | [5 empty] | 0 | [7 empty] | 0 |  |  |  |  | #VALUE!
[42 empty] | 0 | 0 | 0 | 0 | [5 empty] | 0 | [7 empty] | 0 |  |  |  |  | #VALUE!
[42 empty] | 0 | 0 | 0 | 0 | [5 empty] | 0 | [7 empty] | 0 |  |  |  |  | #VALUE!
[42 empty] | 0 | 0 | 0 | 0 | [5 empty] | 0 | [7 empty] | 0 |  |  |  |  | #VALUE!
[42 empty] | 0 | 0 | 0 | 0 | [5 empty] | 0 | [7 empty] | 0 |  |  |  |  | #VALUE!
[42 empty] | 0 | 0 | 0 | 0 | [5 empty] | 0 | [7 empty] | 0 |  |  |  |  | #VALUE!
[42 empty] | 0 | 0 | 0 | 0 | [5 empty] | 0 | [7 empty] | 0 |  |  |  |  | #VALUE!
[42 empty] | 0 | 0 | 0 | 0 | [5 empty] | 0 | [7 empty] | 0 |  |  |  |  | #VALUE!
[42 empty] | 0 | 0 | 0 | 0 | [5 empty] | 0 | [7 empty] | 0 |  |  |  |  | #VALUE!
[42 empty] | 0 | 0 | 0 | 0 | [5 empty] | 0 | [7 empty] | 0 |  |  |  |  | #VALUE!
[42 empty] | 0 | 0 | 0 | 0 | [5 empty] | 0 | [7 empty] | 0 |  |  |  |  | #VALUE!
[42 empty] | 0 | 0 | 0 | 0 | [5 empty] | 0 | [7 empty] | 0 |  |  |  |  | #VALUE!
[42 empty] | 0 | 0 | 0 | 0 | [5 empty] | 0 | [7 empty] | 0 |  |  |  |  | #VALUE!
[42 empty] | 0 | 0 | 0 | 0 | [5 empty] | 0 | [7 empty] | 0 |  |  |  |  | #VALUE!
[42 empty] | 0 | 0 | 0 | 0 | [5 empty] | 0 | [7 empty] | 0 |  |  |  |  | #VALUE!
[42 empty] | 0 | 0 | 0 | 0 | [5 empty] | 0 | [7 empty] | 0 |  |  |  |  | #VALUE!
[42 empty] | 0 | 0 | 0 | 0 | [5 empty] | 0 | [7 empty] | 0 |  |  |  |  | #VALUE!
[42 empty] | 0 | 0 | 0 | 0 | [5 empty] | 0 | [7 empty] | 0 |  |  |  |  | #VALUE!
[42 empty] | 0 | 0 | 0 | 0 | [5 empty] | 0 | [7 empty] | 0 |  |  |  |  | #VALUE!
[42 empty] | 0 | 0 | 0 | 0 | [5 empty] | 0 | [7 empty] | 0 |  |  |  |  | #VALUE!
[42 empty] | 0 | 0 | 0 | 0 | [5 empty] | 0 | [7 empty] | 0 |  |  |  |  | #VALUE!
[42 empty] | 0 | 0 | 0 | 0 | [5 empty] | 0 | [7 empty] | 0 |  |  |  |  | #VALUE!
[42 empty] | 0 | 0 | 0 | 0 | [5 empty] | 0 | [7 empty] | 0 |  |  |  |  | #VALUE!
[42 empty] | 0 | 0 | 0 | 0 | [5 empty] | 0 | [7 empty] | 0 |  |  |  |  | #VALUE!
[42 empty] | 0 | 0 | 0 | 0 | [5 empty] | 0 | [7 empty] | 0 |  |  |  |  | #VALUE!
[42 empty] | 0 | 0 | 0 | 0 | [5 empty] | 0 | [7 empty] | 0 |  |  |  |  | #VALUE!
[42 empty] | 0 | 0 | 0 | 0 | [5 empty] | 0 | [7 empty] | 0 |  |  |  |  | #VALUE!
[42 empty] | 0 | 0 | 0 | 0 | [5 empty] | 0 | [7 empty] | 0 |  |  |  |  | #VALUE!
[42 empty] | 0 | 0 | 0 | 0 | [5 empty] | 0 | [7 empty] | 0 |  |  |  |  | #VALUE!
[42 empty] | 0 | 0 | 0 | 0 | [5 empty] | 0 | [7 empty] | 0 |  |  |  |  | #VALUE!
[42 empty] | 0 | 0 | 0 | 0 | [5 empty] | 0 | [7 empty] | 0 |  |  |  |  | #VALUE!
[42 empty] | 0 | 0 | 0 | 0 | [5 empty] | 0 | [7 empty] | 0 |  |  |  |  | #VALUE!
[42 empty] | 0 | 0 | 0 | 0 | [5 empty] | 0 | [7 empty] | 0 |  |  |  |  | #VALUE!
[42 empty] | 0 | 0 | 0 | 0 | [5 empty] | 0 | [7 empty] | 0 |  |  |  |  | #VALUE!
[42 empty] | 0 | 0 | 0 | 0 | [5 empty] | 0 | [7 empty] | 0 |  |  |  |  | #VALUE!
[42 empty] | 0 | 0 | 0 | 0 | [5 empty] | 0 | [7 empty] | 0 |  |  |  |  | #VALUE!
[42 empty] | 0 | 0 | 0 | 0 | [5 empty] | 0 | [7 empty] | 0 |  |  |  |  | #VALUE!
[42 empty] | 0 | 0 | 0 | 0 | [5 empty] | 0 | [7 empty] | 0 |  |  |  |  | #VALUE!
[42 empty] | 0 | 0 | 0 | 0 | [5 empty] | 0 | [7 empty] | 0 |  |  |  |  | #VALUE!
[42 empty] | 0 | 0 | 0 | 0 | [5 empty] | 0 | [7 empty] | 0 |  |  |  |  | #VALUE!
[42 empty] | 0 | 0 | 0 | 0 | [5 empty] | 0 | [7 empty] | 0 |  |  |  |  | #VALUE!
[42 empty] | 0 | 0 | 0 | 0 | [5 empty] | 0 | [7 empty] | 0 |  |  |  |  | #VALUE!
[42 empty] | 0 | 0 | 0 | 0 | [5 empty] | 0 | [7 empty] | 0 |  |  |  |  | #VALUE!
[42 empty] | 0 | 0 | 0 | 0 | [5 empty] | 0 | [7 empty] | 0 |  |  |  |  | #VALUE!
[42 empty] | 0 | 0 | 0 | 0 | [5 empty] | 0 | [7 empty] | 0 |  |  |  |  | #VALUE!
[42 empty] | 0 | 0 | 0 | 0 | [5 empty] | 0 | [7 empty] | 0 |  |  |  |  | #VALUE!
[42 empty] | 0 | 0 | 0 | 0 | [5 empty] | 0 | [7 empty] | 0 |  |  |  |  | #VALUE!
[42 empty] | 0 | 0 | 0 | 0 | [5 empty] | 0 | [7 empty] | 0 |  |  |  |  | #VALUE!
[42 empty] | 0 | 0 | 0 | 0 | [5 empty] | 0 | [7 empty] | 0 |  |  |  |  | #VALUE!
[42 empty] | 0 | 0 | 0 | 0 | [5 empty] | 0 | [7 empty] | 0 |  |  |  |  | #VALUE!
[42 empty] | 0 | 0 | 0 | 0 | [5 empty] | 0 | [7 empty] | 0 |  |  |  |  | #VALUE!
[42 empty] | 0 | 0 | 0 | 0 | [5 empty] | 0 | [7 empty] | 0 |  |  |  |  | #VALUE!
[42 empty] | 0 | 0 | 0 | 0 | [5 empty] | 0 | [7 empty] | 0 |  |  |  |  | #VALUE!
[42 empty] | 0 | 0 | 0 | 0 | [5 empty] | 0 | [7 empty] | 0 |  |  |  |  | #VALUE!
[42 empty] | 0 | 0 | 0 | 0 | [5 empty] | 0 | [7 empty] | 0 |  |  |  |  | #VALUE!
[42 empty] | 0 | 0 | 0 | 0 | [5 empty] | 0 | [7 empty] | 0 |  |  |  |  | #VALUE!
[42 empty] | 0 | 0 | 0 | 0 | [5 empty] | 0 | [7 empty] | 0 |  |  |  |  | #VALUE!
[42 empty] | 0 | 0 | 0 | 0 | [5 empty] | 0 | [7 empty] | 0 |  |  |  |  | #VALUE!
[42 empty] | 0 | 0 | 0 | 0 | [5 empty] | 0 | [7 empty] | 0 |  |  |  |  | #VALUE!
[42 empty] | 0 | 0 | 0 | 0 | [5 empty] | 0 | [7 empty] | 0 |  |  |  |  | #VALUE!
[42 empty] | 0 | 0 | 0 | 0 | [5 empty] | 0 | [7 empty] | 0 |  |  |  |  | #VALUE!
[42 empty] | 0 | 0 | 0 | 0 | [5 empty] | 0 | [7 empty] | 0 |  |  |  |  | #VALUE!
[42 empty] | 0 | 0 | 0 | 0 | [5 empty] | 0 | [7 empty] | 0 |  |  |  |  | #VALUE!
[42 empty] | 0 | 0 | 0 | 0 | [5 empty] | 0 | [7 empty] | 0 |  |  |  |  | #VALUE!
[42 empty] | 0 | 0 | 0 | 0 | [5 empty] | 0 | [7 empty] | 0 |  |  |  |  | #VALUE!
[42 empty] | 0 | 0 | 0 | 0 | [5 empty] | 0 | [7 empty] | 0 |  |  |  |  | #VALUE!
[42 empty] | 0 | 0 | 0 | 0 | [5 empty] | 0 | [7 empty] | 0 |  |  |  |  | #VALUE!
[42 empty] | 0 | 0 | 0 | 0 | [5 empty] | 0 | [7 empty] | 0 |  |  |  |  | #VALUE!
[42 empty] | 0 | 0 | 0 | 0 | [5 empty] | 0 | [7 empty] | 0 |  |  |  |  | #VALUE!
[42 empty] | 0 | 0 | 0 | 0 | [5 empty] | 0 | [7 empty] | 0 |  |  |  |  | #VALUE!
[42 empty] | 0 | 0 | 0 | 0 | [5 empty] | 0 | [7 empty] | 0 |  |  |  |  | #VALUE!
[42 empty] | 0 | 0 | 0 | 0 | [5 empty] | 0 | [7 empty] | 0 |  |  |  |  | #VALUE!
[42 empty] | 0 | 0 | 0 | 0 | [5 empty] | 0 | [7 empty] | 0 |  |  |  |  | #VALUE!
[42 empty] | 0 | 0 | 0 | 0 | [5 empty] | 0 | [7 empty] | 0 |  |  |  |  | #VALUE!
[42 empty] | 0 | 0 | 0 | 0 | [5 empty] | 0 | [7 empty] | 0 |  |  |  |  | #VALUE!
[42 empty] | 0 | 0 | 0 | 0 | [5 empty] | 0 | [7 empty] | 0 |  |  |  |  | #VALUE!
[42 empty] | 0 | 0 | 0 | 0 | [5 empty] | 0 | [7 empty] | 0 |  |  |  |  | #VALUE!
[42 empty] | 0 | 0 | 0 | 0 | [5 empty] | 0 | [7 empty] | 0 |  |  |  |  | #VALUE!
[42 empty] | 0 | 0 | 0 | 0 | [5 empty] | 0 | [7 empty] | 0 |  |  |  |  | #VALUE!
[42 empty] | 0 | 0 | 0 | 0 | [5 empty] | 0 | [7 empty] | 0 |  |  |  |  | #VALUE!
[42 empty] | 0 | 0 | 0 | 0 | [5 empty] | 0 | [7 empty] | 0 |  |  |  |  | #VALUE!
[42 empty] | 0 | 0 | 0 | 0 | [5 empty] | 0 | [7 empty] | 0 |  |  |  |  | #VALUE!
[42 empty] | 0 | 0 | 0 | 0 | [5 empty] | 0 | [7 empty] | 0 |  |  |  |  | #VALUE!
[42 empty] | 0 | 0 | 0 | 0 | [5 empty] | 0 | [7 empty] | 0 |  |  |  |  | #VALUE!
[42 empty] | 0 | 0 | 0 | 0 | [5 empty] | 0 | [7 empty] | 0 |  |  |  |  | #VALUE!
[42 empty] | 0 | 0 | 0 | 0 | [5 empty] | 0 | [7 empty] | 0 |  |  |  |  | #VALUE!
[42 empty] | 0 | 0 | 0 | 0 | [5 empty] | 0 | [7 empty] | 0 |  |  |  |  | #VALUE!
[42 empty] | 0 | 0 | 0 | 0 | [5 empty] | 0 | [7 empty] | 0 |  |  |  |  | #VALUE!
[42 empty] | 0 | 0 | 0 | 0 | [5 empty] | 0 | [7 empty] | 0 |  |  |  |  | #VALUE!
[42 empty] | 0 | 0 | 0 | 0 | [5 empty] | 0 | [7 empty] | 0 |  |  |  |  | #VALUE!
[42 empty] | 0 | 0 | 0 | 0 | [5 empty] | 0 | [7 empty] | 0 |  |  |  |  | #VALUE!
[42 empty] | 0 | 0 | 0 | 0 | [5 empty] | 0 | [7 empty] | 0 |  |  |  |  | #VALUE!
[42 empty] | 0 | 0 | 0 | 0 | [5 empty] | 0 | [7 empty] | 0 |  |  |  |  | #VALUE!
[42 empty] | 0 | 0 | 0 | 0 | [5 empty] | 0 | [7 empty] | 0 |  |  |  |  | #VALUE!
[42 empty] | 0 | 0 | 0 | 0 | [5 empty] | 0 | [7 empty] | 0 |  |  |  |  | #VALUE!
[42 empty] | 0 | 0 | 0 | 0 | [5 empty] | 0 | [7 empty] | 0 |  |  |  |  | #VALUE!
[42 empty] | 0 | 0 | 0 | 0 | [5 empty] | 0 | [7 empty] | 0 |  |  |  |  | #VALUE!
[42 empty] | 0 | 0 | 0 | 0 | [5 empty] | 0 | [7 empty] | 0 |  |  |  |  | #VALUE!
[42 empty] | 0 | 0 | 0 | 0 | [5 empty] | 0 | [7 empty] | 0 |  |  |  |  | #VALUE!
[42 empty] | 0 | 0 | 0 | 0 | [5 empty] | 0 | [7 empty] | 0 |  |  |  |  | #VALUE!
[42 empty] | 0 | 0 | 0 | 0 | [5 empty] | 0 | [7 empty] | 0 |  |  |  |  | #VALUE!
[42 empty] | 0 | 0 | 0 | 0 | [5 empty] | 0 | [7 empty] | 0 |  |  |  |  | #VALUE!
[42 empty] | 0 | 0 | 0 | 0 | [5 empty] | 0 | [7 empty] | 0 |  |  |  |  | #VALUE!
[42 empty] | 0 | 0 | 0 | 0 | [5 empty] | 0 | [7 empty] | 0 |  |  |  |  | #VALUE!
[42 empty] | 0 | 0 | 0 | 0 | [5 empty] | 0 | [7 empty] | 0 |  |  |  |  | #VALUE!
[42 empty] | 0 | 0 | 0 | 0 | [5 empty] | 0 | [7 empty] | 0 |  |  |  |  | #VALUE!
[42 empty] | 0 | 0 | 0 | 0 | [5 empty] | 0 | [7 empty] | 0 |  |  |  |  | #VALUE!
[42 empty] | 0 | 0 | 0 | 0 | [5 empty] | 0 | [7 empty] | 0 |  |  |  |  | #VALUE!
[42 empty] | 0 | 0 | 0 | 0 | [5 empty] | 0 | [7 empty] | 0 |  |  |  |  | #VALUE!
[42 empty] | 0 | 0 | 0 | 0 | [5 empty] | 0 | [7 empty] | 0 |  |  |  |  | #VALUE!
[42 empty] | 0 | 0 | 0 | 0 | [5 empty] | 0 | [7 empty] | 0 |  |  |  |  | #VALUE!
[42 empty] | 0 | 0 | 0 | 0 | [5 empty] | 0 | [7 empty] | 0 |  |  |  |  | #VALUE!
[42 empty] | 0 | 0 | 0 | 0 | [5 empty] | 0 | [7 empty] | 0 |  |  |  |  | #VALUE!
[42 empty] | 0 | 0 | 0 | 0 | [5 empty] | 0 | [7 empty] | 0 |  |  |  |  | #VALUE!
[42 empty] | 0 | 0 | 0 | 0 | [5 empty] | 0 | [7 empty] | 0 |  |  |  |  | #VALUE!
[42 empty] | 0 | 0 | 0 | 0 | [5 empty] | 0 | [7 empty] | 0 |  |  |  |  | #VALUE!
[42 empty] | 0 | 0 | 0 | 0 | [5 empty] | 0 | [7 empty] | 0 |  |  |  |  | #VALUE!
[42 empty] | 0 | 0 | 0 | 0 | [5 empty] | 0 | [7 empty] | 0 |  |  |  |  | #VALUE!
[42 empty] | 0 | 0 | 0 | 0 | [5 empty] | 0 | [7 empty] | 0 |  |  |  |  | #VALUE!
[42 empty] | 0 | 0 | 0 | 0 | [5 empty] | 0 | [7 empty] | 0 |  |  |  |  | #VALUE!
[42 empty] | 0 | 0 | 0 | 0 | [5 empty] | 0 | [7 empty] | 0 |  |  |  |  | #VALUE!
[42 empty] | 0 | 0 | 0 | 0 | [5 empty] | 0 | [7 empty] | 0 |  |  |  |  | #VALUE!
[42 empty] | 0 | 0 | 0 | 0 | [5 empty] | 0 | [7 empty] | 0 |  |  |  |  | #VALUE!
[42 empty] | 0 | 0 | 0 | 0 | [5 empty] | 0 | [7 empty] | 0 |  |  |  |  | #VALUE!
[42 empty] | 0 | 0 | 0 | 0 | [5 empty] | 0 | [7 empty] | 0 |  |  |  |  | #VALUE!
[42 empty] | 0 | 0 | 0 | 0 | [5 empty] | 0 | [7 empty] | 0 |  |  |  |  | #VALUE!
[42 empty] | 0 | 0 | 0 | 0 | [5 empty] | 0 | [7 empty] | 0 |  |  |  |  | #VALUE!
[42 empty] | 0 | 0 | 0 | 0 | [5 empty] | 0 | [7 empty] | 0 |  |  |  |  | #VALUE!
[42 empty] | 0 | 0 | 0 | 0 | [5 empty] | 0 | [7 empty] | 0 |  |  |  |  | #VALUE!
[42 empty] | 0 | 0 | 0 | 0 | [5 empty] | 0 | [7 empty] | 0 |  |  |  |  | #VALUE!
[42 empty] | 0 | 0 | 0 | 0 | [5 empty] | 0 | [7 empty] | 0 |  |  |  |  | #VALUE!
[42 empty] | 0 | 0 | 0 | 0 | [5 empty] | 0 | [7 empty] | 0 |  |  |  |  | #VALUE!
[42 empty] | 0 | 0 | 0 | 0 | [5 empty] | 0 | [7 empty] | 0 |  |  |  |  | #VALUE!
[42 empty] | 0 | 0 | 0 | 0 | [5 empty] | 0 | [7 empty] | 0 |  |  |  |  | #VALUE!
[42 empty] | 0 | 0 | 0 | 0 | [5 empty] | 0 | [7 empty] | 0 |  |  |  |  | #VALUE!
[42 empty] | 0 | 0 | 0 | 0 | [5 empty] | 0 | [7 empty] | 0 |  |  |  |  | #VALUE!
[42 empty] | 0 | 0 | 0 | 0 | [5 empty] | 0 | [7 empty] | 0 |  |  |  |  | #VALUE!
[42 empty] | 0 | 0 | 0 | 0 | [5 empty] | 0 | [7 empty] | 0 |  |  |  |  | #VALUE!
[42 empty] | 0 | 0 | 0 | 0 | [5 empty] | 0 | [7 empty] | 0 |  |  |  |  | #VALUE!
[42 empty] | 0 | 0 | 0 | 0 | [5 empty] | 0 | [7 empty] | 0 |  |  |  |  | #VALUE!
[42 empty] | 0 | 0 | 0 | 0 | [5 empty] | 0 | [7 empty] | 0 |  |  |  |  | #VALUE!
[42 empty] | 0 | 0 | 0 | 0 | [5 empty] | 0 | [7 empty] | 0 |  |  |  |  | #VALUE!
[42 empty] | 0 | 0 | 0 | 0 | [5 empty] | 0 | [7 empty] | 0 |  |  |  |  | #VALUE!
[42 empty] | 0 | 0 | 0 | 0 | [5 empty] | 0 | [7 empty] | 0 |  |  |  |  | #VALUE!
[42 empty] | 0 | 0 | 0 | 0 | [5 empty] | 0 | [7 empty] | 0 |  |  |  |  | #VALUE!
[42 empty] | 0 | 0 | 0 | 0 | [5 empty] | 0 | [7 empty] | 0 |  |  |  |  | #VALUE!
[42 empty] | 0 | 0 | 0 | 0 | [5 empty] | 0 | [7 empty] | 0 |  |  |  |  | #VALUE!
[42 empty] | 0 | 0 | 0 | 0 | [5 empty] | 0 | [7 empty] | 0 |  |  |  |  | #VALUE!
[42 empty] | 0 | 0 | 0 | 0 | [5 empty] | 0 | [7 empty] | 0 |  |  |  |  | #VALUE!
[42 empty] | 0 | 0 | 0 | 0 | [5 empty] | 0 | [7 empty] | 0 |  |  |  |  | #VALUE!
[42 empty] | 0 | 0 | 0 | 0 | [5 empty] | 0 | [7 empty] | 0 |  |  |  |  | #VALUE!
[42 empty] | 0 | 0 | 0 | 0 | [5 empty] | 0 | [7 empty] | 0 |  |  |  |  | #VALUE!
[42 empty] | 0 | 0 | 0 | 0 | [5 empty] | 0 | [7 empty] | 0 |  |  |  |  | #VALUE!
[42 empty] | 0 | 0 | 0 | 0 | [5 empty] | 0 | [7 empty] | 0 |  |  |  |  | #VALUE!
[42 empty] | 0 | 0 | 0 | 0 | [5 empty] | 0 | [7 empty] | 0 |  |  |  |  | #VALUE!
[42 empty] | 0 | 0 | 0 | 0 | [5 empty] | 0 | [7 empty] | 0 |  |  |  |  | #VALUE!
[42 empty] | 0 | 0 | 0 | 0 | [5 empty] | 0 | [7 empty] | 0 |  |  |  |  | #VALUE!
[42 empty] | 0 | 0 | 0 | 0 | [5 empty] | 0 | [7 empty] | 0 |  |  |  |  | #VALUE!
[42 empty] | 0 | 0 | 0 | 0 | [5 empty] | 0 | [7 empty] | 0 |  |  |  |  | #VALUE!
[42 empty] | 0 | 0 | 0 | 0 | [5 empty] | 0 | [7 empty] | 0 |  |  |  |  | #VALUE!
[42 empty] | 0 | 0 | 0 | 0 | [5 empty] | 0 | [7 empty] | 0 |  |  |  |  | #VALUE!
[42 empty] | 0 | 0 | 0 | 0 | [5 empty] | 0 | [7 empty] | 0 |  |  |  |  | #VALUE!
[42 empty] | 0 | 0 | 0 | 0 | [5 empty] | 0 | [7 empty] | 0 |  |  |  |  | #VALUE!
[42 empty] | 0 | 0 | 0 | 0 | [5 empty] | 0 | [7 empty] | 0 |  |  |  |  | #VALUE!
[42 empty] | 0 | 0 | 0 | 0 | [5 empty] | 0 | [7 empty] | 0 |  |  |  |  | #VALUE!
[42 empty] | 0 | 0 | 0 | 0 | [5 empty] | 0 | [7 empty] | 0 |  |  |  |  | #VALUE!
[42 empty] | 0 | 0 | 0 | 0 | [5 empty] | 0 | [7 empty] | 0 |  |  |  |  | #VALUE!
[42 empty] | 0 | 0 | 0 | 0 | [5 empty] | 0 | [7 empty] | 0 |  |  |  |  | #VALUE!
[42 empty] | 0 | 0 | 0 | 0 | [5 empty] | 0 | [7 empty] | 0 |  |  |  |  | #VALUE!
[42 empty] | 0 | 0 | 0 | 0 | [5 empty] | 0 | [7 empty] | 0 |  |  |  |  | #VALUE!
[42 empty] | 0 | 0 | 0 | 0 | [5 empty] | 0 | [7 empty] | 0 |  |  |  |  | #VALUE!
[42 empty] | 0 | 0 | 0 | 0 | [5 empty] | 0 | [7 empty] | 0 |  |  |  |  | #VALUE!
[42 empty] | 0 | 0 | 0 | 0 | [5 empty] | 0 | [7 empty] | 0 |  |  |  |  | #VALUE!
[42 empty] | 0 | 0 | 0 | 0 | [5 empty] | 0 | [7 empty] | 0 |  |  |  |  | #VALUE!
[42 empty] | 0 | 0 | 0 | 0 | [5 empty] | 0 | [7 empty] | 0 |  |  |  |  | #VALUE!
[42 empty] | 0 | 0 | 0 | 0 | [5 empty] | 0 | [7 empty] | 0 |  |  |  |  | #VALUE!
[42 empty] | 0 | 0 | 0 | 0 | [5 empty] | 0 | [7 empty] | 0 |  |  |  |  | #VALUE!
[42 empty] | 0 | 0 | 0 | 0 | [5 empty] | 0 | [7 empty] | 0 |  |  |  |  | #VALUE!
[42 empty] | 0 | 0 | 0 | 0 | [5 empty] | 0 | [7 empty] | 0 |  |  |  |  | #VALUE!
[42 empty] | 0 | 0 | 0 | 0 | [5 empty] | 0 | [7 empty] | 0 |  |  |  |  | #VALUE!
[42 empty] | 0 | 0 | 0 | 0 | [5 empty] | 0 | [7 empty] | 0 |  |  |  |  | #VALUE!
[42 empty] | 0 | 0 | 0 | 0 | [5 empty] | 0 | [7 empty] | 0 |  |  |  |  | #VALUE!
[42 empty] | 0 | 0 | 0 | 0 | [5 empty] | 0 | [7 empty] | 0 |  |  |  |  | #VALUE!
[42 empty] | 0 | 0 | 0 | 0 | [5 empty] | 0 | [7 empty] | 0 |  |  |  |  | #VALUE!
[42 empty] | 0 | 0 | 0 | 0 | [5 empty] | 0 | [7 empty] | 0 |  |  |  |  | #VALUE!
[42 empty] | 0 | 0 | 0 | 0 | [5 empty] | 0 | [7 empty] | 0 |  |  |  |  | #VALUE!
[42 empty] | 0 | 0 | 0 | 0 | [5 empty] | 0 | [7 empty] | 0 |  |  |  |  | #VALUE!
[42 empty] | 0 | 0 | 0 | 0 | [5 empty] | 0 | [7 empty] | 0 |  |  |  |  | #VALUE!
[42 empty] | 0 | 0 | 0 | 0 | [5 empty] | 0 | [7 empty] | 0 |  |  |  |  | #VALUE!
[42 empty] | 0 | 0 | 0 | 0 | [5 empty] | 0 | [7 empty] | 0 |  |  |  |  | #VALUE!
[42 empty] | 0 | 0 | 0 | 0 | [5 empty] | 0 | [7 empty] | 0 |  |  |  |  | #VALUE!
[42 empty] | 0 | 0 | 0 | 0 | [5 empty] | 0 | [7 empty] | 0 |  |  |  |  | #VALUE!
[42 empty] | 0 | 0 | 0 | 0 | [5 empty] | 0 | [7 empty] | 0 |  |  |  |  | #VALUE!
[42 empty] | 0 | 0 | 0 | 0 | [5 empty] | 0 | [7 empty] | 0 |  |  |  |  | #VALUE!
[42 empty] | 0 | 0 | 0 | 0 | [5 empty] | 0 | [7 empty] | 0 |  |  |  |  | #VALUE!
[42 empty] | 0 | 0 | 0 | 0 | [5 empty] | 0 | [7 empty] | 0 |  |  |  |  | #VALUE!
[42 empty] | 0 | 0 | 0 | 0 | [5 empty] | 0 | [7 empty] | 0 |  |  |  |  | #VALUE!
[42 empty] | 0 | 0 | 0 | 0 | [5 empty] | 0 | [7 empty] | 0 |  |  |  |  | #VALUE!
[42 empty] | 0 | 0 | 0 | 0 | [5 empty] | 0 | [7 empty] | 0 |  |  |  |  | #VALUE!
[42 empty] | 0 | 0 | 0 | 0 | [5 empty] | 0 | [7 empty] | 0 |  |  |  |  | #VALUE!
[42 empty] | 0 | 0 | 0 | 0 | [5 empty] | 0 | [7 empty] | 0 |  |  |  |  | #VALUE!
[42 empty] | 0 | 0 | 0 | 0 | [5 empty] | 0 | [7 empty] | 0 |  |  |  |  | #VALUE!
[42 empty] | 0 | 0 | 0 | 0 | [5 empty] | 0 | [7 empty] | 0 |  |  |  |  | #VALUE!
[42 empty] | 0 | 0 | 0 | 0 | [5 empty] | 0 | [7 empty] | 0 |  |  |  |  | #VALUE!
[42 empty] | 0 | 0 | 0 | 0 | [5 empty] | 0 | [7 empty] | 0 |  |  |  |  | #VALUE!
[42 empty] | 0 | 0 | 0 | 0 | [5 empty] | 0 | [7 empty] | 0 |  |  |  |  | #VALUE!
[42 empty] | 0 | 0 | 0 | 0 | [5 empty] | 0 | [7 empty] | 0 |  |  |  |  | #VALUE!
[42 empty] | 0 | 0 | 0 | 0 | [5 empty] | 0 | [7 empty] | 0 |  |  |  |  | #VALUE!
[42 empty] | 0 | 0 | 0 | 0 | [5 empty] | 0 | [7 empty] | 0 |  |  |  |  | #VALUE!
[42 empty] | 0 | 0 | 0 | 0 | [5 empty] | 0 | [7 empty] | 0 |  |  |  |  | #VALUE!
[42 empty] | 0 | 0 | 0 | 0 | [5 empty] | 0 | [7 empty] | 0 |  |  |  |  | #VALUE!
[42 empty] | 0 | 0 | 0 | 0 | [5 empty] | 0 | [7 empty] | 0 |  |  |  |  | #VALUE!
[42 empty] | 0 | 0 | 0 | 0 | [5 empty] | 0 | [7 empty] | 0 |  |  |  |  | #VALUE!
[42 empty] | 0 | 0 | 0 | 0 | [5 empty] | 0 | [7 empty] | 0 |  |  |  |  | #VALUE!
[42 empty] | 0 | 0 | 0 | 0 | [5 empty] | 0 | [7 empty] | 0 |  |  |  |  | #VALUE!
[42 empty] | 0 | 0 | 0 | 0 | [5 empty] | 0 | [7 empty] | 0 |  |  |  |  | #VALUE!
[42 empty] | 0 | 0 | 0 | 0 | [5 empty] | 0 | [7 empty] | 0 |  |  |  |  | #VALUE!
[42 empty] | 0 | 0 | 0 | 0 | [5 empty] | 0 | [7 empty] | 0 |  |  |  |  | #VALUE!
[42 empty] | 0 | 0 | 0 | 0 | [5 empty] | 0 | [7 empty] | 0 |  |  |  |  | #VALUE!
[42 empty] | 0 | 0 | 0 | 0 | [5 empty] | 0 | [7 empty] | 0 |  |  |  |  | #VALUE!
[42 empty] | 0 | 0 | 0 | 0 | [5 empty] | 0 | [7 empty] | 0 |  |  |  |  | #VALUE!
[42 empty] | 0 | 0 | 0 | 0 | [5 empty] | 0 | [7 empty] | 0 |  |  |  |  | #VALUE!
[42 empty] | 0 | 0 | 0 | 0 | [5 empty] | 0 | [7 empty] | 0 |  |  |  |  | #VALUE!
[42 empty] | 0 | 0 | 0 | 0 | [5 empty] | 0 | [7 empty] | 0 |  |  |  |  | #VALUE!
[42 empty] | 0 | 0 | 0 | 0 | [5 empty] | 0 | [7 empty] | 0 |  |  |  |  | #VALUE!
[42 empty] | 0 | 0 | 0 | 0 | [5 empty] | 0 | [7 empty] | 0 |  |  |  |  | #VALUE!
[42 empty] | 0 | 0 | 0 | 0 | [5 empty] | 0 | [7 empty] | 0 |  |  |  |  | #VALUE!
[42 empty] | 0 | 0 | 0 | 0 | [5 empty] | 0 | [7 empty] | 0 |  |  |  |  | #VALUE!
[42 empty] | 0 | 0 | 0 | 0 | [5 empty] | 0 | [7 empty] | 0 |  |  |  |  | #VALUE!
[42 empty] | 0 | 0 | 0 | 0 | [5 empty] | 0 | [7 empty] | 0 |  |  |  |  | #VALUE!
[42 empty] | 0 | 0 | 0 | 0 | [5 empty] | 0 | [7 empty] | 0 |  |  |  |  | #VALUE!
[42 empty] | 0 | 0 | 0 | 0 | [5 empty] | 0 | [7 empty] | 0 |  |  |  |  | #VALUE!
[42 empty] | 0 | 0 | 0 | 0 | [5 empty] | 0 | [7 empty] | 0 |  |  |  |  | #VALUE!
[42 empty] | 0 | 0 | 0 | 0 | [5 empty] | 0 | [7 empty] | 0 |  |  |  |  | #VALUE!
[42 empty] | 0 | 0 | 0 | 0 | [5 empty] | 0 | [7 empty] | 0 |  |  |  |  | #VALUE!
[42 empty] | 0 | 0 | 0 | 0 | [5 empty] | 0 | [7 empty] | 0 |  |  |  |  | #VALUE!
[42 empty] | 0 | 0 | 0 | 0 | [5 empty] | 0 | [7 empty] | 0 |  |  |  |  | #VALUE!
[42 empty] | 0 | 0 | 0 | 0 | [5 empty] | 0 | [7 empty] | 0 |  |  |  |  | #VALUE!
[42 empty] | 0 | 0 | 0 | 0 | [5 empty] | 0 | [7 empty] | 0 |  |  |  |  | #VALUE!
[42 empty] | 0 | 0 | 0 | 0 | [5 empty] | 0 | [7 empty] | 0 |  |  |  |  | #VALUE!
[42 empty] | 0 | 0 | 0 | 0 | [5 empty] | 0 | [7 empty] | 0 |  |  |  |  | #VALUE!
[42 empty] | 0 | 0 | 0 | 0 | [5 empty] | 0 | [7 empty] | 0 |  |  |  |  | #VALUE!
[42 empty] | 0 | 0 | 0 | 0 | [5 empty] | 0 | [7 empty] | 0 |  |  |  |  | #VALUE!
[42 empty] | 0 | 0 | 0 | 0 | [5 empty] | 0 | [7 empty] | 0 |  |  |  |  | #VALUE!
[42 empty] | 0 | 0 | 0 | 0 | [5 empty] | 0 | [7 empty] | 0 |  |  |  |  | #VALUE!
[42 empty] | 0 | 0 | 0 | 0 | [5 empty] | 0 | [7 empty] | 0 |  |  |  |  | #VALUE!
[42 empty] | 0 | 0 | 0 | 0 | [5 empty] | 0 | [7 empty] | 0 |  |  |  |  | #VALUE!
[42 empty] | 0 | 0 | 0 | 0 | [5 empty] | 0 | [7 empty] | 0 |  |  |  |  | #VALUE!
[42 empty] | 0 | 0 | 0 | 0 | [5 empty] | 0 | [7 empty] | 0 |  |  |  |  | #VALUE!
[42 empty] | 0 | 0 | 0 | 0 | [5 empty] | 0 | [7 empty] | 0 |  |  |  |  | #VALUE!
[42 empty] | 0 | 0 | 0 | 0 | [5 empty] | 0 | [7 empty] | 0 |  |  |  |  | #VALUE!
[42 empty] | 0 | 0 | 0 | 0 | [5 empty] | 0 | [7 empty] | 0 |  |  |  |  | #VALUE!
[42 empty] | 0 | 0 | 0 | 0 | [5 empty] | 0 | [7 empty] | 0 |  |  |  |  | #VALUE!
[42 empty] | 0 | 0 | 0 | 0 | [5 empty] | 0 | [7 empty] | 0 |  |  |  |  | #VALUE!
[42 empty] | 0 | 0 | 0 | 0 | [5 empty] | 0 | [7 empty] | 0 |  |  |  |  | #VALUE!
[42 empty] | 0 | 0 | 0 | 0 | [5 empty] | 0 | [7 empty] | 0 |  |  |  |  | #VALUE!
[42 empty] | 0 | 0 | 0 | 0 | [5 empty] | 0 | [7 empty] | 0 |  |  |  |  | #VALUE!
[42 empty] | 0 | 0 | 0 | 0 | [5 empty] | 0 | [7 empty] | 0 |  |  |  |  | #VALUE!
[42 empty] | 0 | 0 | 0 | 0 | [5 empty] | 0 | [7 empty] | 0 |  |  |  |  | #VALUE!
[42 empty] | 0 | 0 | 0 | 0 | [5 empty] | 0 | [7 empty] | 0 |  |  |  |  | #VALUE!
[42 empty] | 0 | 0 | 0 | 0 | [5 empty] | 0 | [7 empty] | 0 |  |  |  |  | #VALUE!
[42 empty] | 0 | 0 | 0 | 0 | [5 empty] | 0 | [7 empty] | 0 |  |  |  |  | #VALUE!
[42 empty] | 0 | 0 | 0 | 0 | [5 empty] | 0 | [7 empty] | 0 |  |  |  |  | #VALUE!
[42 empty] | 0 | 0 | 0 | 0 | [5 empty] | 0 | [7 empty] | 0 |  |  |  |  | #VALUE!
[42 empty] | 0 | 0 | 0 | 0 | [5 empty] | 0 | [7 empty] | 0 |  |  |  |  | #VALUE!
[42 empty] | 0 | 0 | 0 | 0 | [5 empty] | 0 | [7 empty] | 0 |  |  |  |  | #VALUE!
[42 empty] | 0 | 0 | 0 | 0 | [5 empty] | 0 | [7 empty] | 0 |  |  |  |  | #VALUE!
[42 empty] | 0 | 0 | 0 | 0 | [5 empty] | 0 | [7 empty] | 0 |  |  |  |  | #VALUE!
[42 empty] | 0 | 0 | 0 | 0 | [5 empty] | 0 | [7 empty] | 0 |  |  |  |  | #VALUE!
[42 empty] | 0 | 0 | 0 | 0 | [5 empty] | 0 | [7 empty] | 0 |  |  |  |  | #VALUE!
[42 empty] | 0 | 0 | 0 | 0 | [5 empty] | 0 | [7 empty] | 0 |  |  |  |  | #VALUE!
[42 empty] | 0 | 0 | 0 | 0 | [5 empty] | 0 | [7 empty] | 0 |  |  |  |  | #VALUE!
[42 empty] | 0 | 0 | 0 | 0 | [5 empty] | 0 | [7 empty] | 0 |  |  |  |  | #VALUE!
[42 empty] | 0 | 0 | 0 | 0 | [5 empty] | 0 | [7 empty] | 0 |  |  |  |  | #VALUE!
[42 empty] | 0 | 0 | 0 | 0 | [5 empty] | 0 | [7 empty] | 0 |  |  |  |  | #VALUE!
[42 empty] | 0 | 0 | 0 | 0 | [5 empty] | 0 | [7 empty] | 0 |  |  |  |  | #VALUE!
[42 empty] | 0 | 0 | 0 | 0 | [5 empty] | 0 | [7 empty] | 0 |  |  |  |  | #VALUE!
[42 empty] | 0 | 0 | 0 | 0 | [5 empty] | 0 | [7 empty] | 0 |  |  |  |  | #VALUE!
[42 empty] | 0 | 0 | 0 | 0 | [5 empty] | 0 | [7 empty] | 0 |  |  |  |  | #VALUE!
[42 empty] | 0 | 0 | 0 | 0 | [5 empty] | 0 | [7 empty] | 0 |  |  |  |  | #VALUE!
[42 empty] | 0 | 0 | 0 | 0 | [5 empty] | 0 | [7 empty] | 0 |  |  |  |  | #VALUE!
[42 empty] | 0 | 0 | 0 | 0 | [5 empty] | 0 | [7 empty] | 0 |  |  |  |  | #VALUE!
[42 empty] | 0 | 0 | 0 | 0 | [5 empty] | 0 | [7 empty] | 0 |  |  |  |  | #VALUE!
[42 empty] | 0 | 0 | 0 | 0 | [5 empty] | 0 | [7 empty] | 0 |  |  |  |  | #VALUE!
[42 empty] | 0 | 0 | 0 | 0 | [5 empty] | 0 | [7 empty] | 0 |  |  |  |  | #VALUE!
[42 empty] | 0 | 0 | 0 | 0 | [5 empty] | 0 | [7 empty] | 0 |  |  |  |  | #VALUE!
[42 empty] | 0 | 0 | 0 | 0 | [5 empty] | 0 | [7 empty] | 0 |  |  |  |  | #VALUE!
[42 empty] | 0 | 0 | 0 | 0 | [5 empty] | 0 | [7 empty] | 0 |  |  |  |  | #VALUE!
[42 empty] | 0 | 0 | 0 | 0 | [5 empty] | 0 | [7 empty] | 0 |  |  |  |  | #VALUE!
[42 empty] | 0 | 0 | 0 | 0 | [5 empty] | 0 | [7 empty] | 0 |  |  |  |  | #VALUE!
[42 empty] | 0 | 0 | 0 | 0 | [5 empty] | 0 | [7 empty] | 0 |  |  |  |  | #VALUE!
[42 empty] | 0 | 0 | 0 | 0 | [5 empty] | 0 | [7 empty] | 0 |  |  |  |  | #VALUE!
[42 empty] | 0 | 0 | 0 | 0 | [5 empty] | 0 | [7 empty] | 0 |  |  |  |  | #VALUE!
[42 empty] | 0 | 0 | 0 | 0 | [5 empty] | 0 | [7 empty] | 0 |  |  |  |  | #VALUE!
[42 empty] | 0 | 0 | 0 | 0 | [5 empty] | 0 | [7 empty] | 0 |  |  |  |  | #VALUE!
[42 empty] | 0 | 0 | 0 | 0 | [5 empty] | 0 | [7 empty] | 0 |  |  |  |  | #VALUE!
[42 empty] | 0 | 0 | 0 | 0 | [5 empty] | 0 | [7 empty] | 0 |  |  |  |  | #VALUE!
[42 empty] | 0 | 0 | 0 | 0 | [5 empty] | 0 | [7 empty] | 0 |  |  |  |  | #VALUE!
[42 empty] | 0 | 0 | 0 | 0 | [5 empty] | 0 | [7 empty] | 0 |  |  |  |  | #VALUE!
[42 empty] | 0 | 0 | 0 | 0 | [5 empty] | 0 | [7 empty] | 0 |  |  |  |  | #VALUE!
[42 empty] | 0 | 0 | 0 | 0 | [5 empty] | 0 | [7 empty] | 0 |  |  |  |  | #VALUE!
[42 empty] | 0 | 0 | 0 | 0 | [5 empty] | 0 | [7 empty] | 0 |  |  |  |  | #VALUE!
[42 empty] | 0 | 0 | 0 | 0 | [5 empty] | 0 | [7 empty] | 0 |  |  |  |  | #VALUE!
[42 empty] | 0 | 0 | 0 | 0 | [5 empty] | 0 | [7 empty] | 0 |  |  |  |  | #VALUE!
[42 empty] | 0 | 0 | 0 | 0 | [5 empty] | 0 | [7 empty] | 0 |  |  |  |  | #VALUE!
[42 empty] | 0 | 0 | 0 | 0 | [5 empty] | 0 | [7 empty] | 0 |  |  |  |  | #VALUE!
[42 empty] | 0 | 0 | 0 | 0 | [5 empty] | 0 | [7 empty] | 0 |  |  |  |  | #VALUE!
[42 empty] | 0 | 0 | 0 | 0 | [5 empty] | 0 | [7 empty] | 0 |  |  |  |  | #VALUE!
[42 empty] | 0 | 0 | 0 | 0 | [5 empty] | 0 | [7 empty] | 0 |  |  |  |  | #VALUE!
[42 empty] | 0 | 0 | 0 | 0 | [5 empty] | 0 | [7 empty] | 0 |  |  |  |  | #VALUE!
[42 empty] | 0 | 0 | 0 | 0 | [5 empty] | 0 | [7 empty] | 0 |  |  |  |  | #VALUE!
[42 empty] | 0 | 0 | 0 | 0 | [5 empty] | 0 | [7 empty] | 0 |  |  |  |  | #VALUE!
[42 empty] | 0 | 0 | 0 | 0 | [5 empty] | 0 | [7 empty] | 0 |  |  |  |  | #VALUE!
[42 empty] | 0 | 0 | 0 | 0 | [5 empty] | 0 | [7 empty] | 0 |  |  |  |  | #VALUE!
[42 empty] | 0 | 0 | 0 | 0 | [5 empty] | 0 | [7 empty] | 0 |  |  |  |  | #VALUE!
[42 empty] | 0 | 0 | 0 | 0 | [5 empty] | 0 | [7 empty] | 0 |  |  |  |  | #VALUE!
[42 empty] | 0 | 0 | 0 | 0 | [5 empty] | 0 | [7 empty] | 0 |  |  |  |  | #VALUE!
[42 empty] | 0 | 0 | 0 | 0 | [5 empty] | 0 | [7 empty] | 0 |  |  |  |  | #VALUE!
[42 empty] | 0 | 0 | 0 | 0 | [5 empty] | 0 | [7 empty] | 0 |  |  |  |  | #VALUE!
[42 empty] | 0 | 0 | 0 | 0 | [5 empty] | 0 | [7 empty] | 0 |  |  |  |  | #VALUE!
[42 empty] | 0 | 0 | 0 | 0 | [5 empty] | 0 | [7 empty] | 0 |  |  |  |  | #VALUE!
[42 empty] | 0 | 0 | 0 | 0 | [5 empty] | 0 | [7 empty] | 0 |  |  |  |  | #VALUE!
[42 empty] | 0 | 0 | 0 | 0 | [5 empty] | 0 | [7 empty] | 0 |  |  |  |  | #VALUE!
[42 empty] | 0 | 0 | 0 | 0 | [5 empty] | 0 | [7 empty] | 0 |  |  |  |  | #VALUE!
[42 empty] | 0 | 0 | 0 | 0 | [5 empty] | 0 | [7 empty] | 0 |  |  |  |  | #VALUE!
[42 empty] | 0 | 0 | 0 | 0 | [5 empty] | 0 | [7 empty] | 0 |  |  |  |  | #VALUE!
[42 empty] | 0 | 0 | 0 | 0 | [5 empty] | 0 | [7 empty] | 0 |  |  |  |  | #VALUE!
[42 empty] | 0 | 0 | 0 | 0 | [5 empty] | 0 | [7 empty] | 0 |  |  |  |  | #VALUE!
[42 empty] | 0 | 0 | 0 | 0 | [5 empty] | 0 | [7 empty] | 0 |  |  |  |  | #VALUE!
[42 empty] | 0 | 0 | 0 | 0 | [5 empty] | 0 | [7 empty] | 0 |  |  |  |  | #VALUE!
[42 empty] | 0 | 0 | 0 | 0 | [5 empty] | 0 | [7 empty] | 0 |  |  |  |  | #VALUE!
[42 empty] | 0 | 0 | 0 | 0 | [5 empty] | 0 | [7 empty] | 0 |  |  |  |  | #VALUE!
[42 empty] | 0 | 0 | 0 | 0 | [5 empty] | 0 | [7 empty] | 0 |  |  |  |  | #VALUE!
[42 empty] | 0 | 0 | 0 | 0 | [5 empty] | 0 | [7 empty] | 0 |  |  |  |  | #VALUE!
[42 empty] | 0 | 0 | 0 | 0 | [5 empty] | 0 | [7 empty] | 0 |  |  |  |  | #VALUE!
[42 empty] | 0 | 0 | 0 | 0 | [5 empty] | 0 | [7 empty] | 0 |  |  |  |  | #VALUE!
[42 empty] | 0 | 0 | 0 | 0 | [5 empty] | 0 | [7 empty] | 0 |  |  |  |  | #VALUE!
[42 empty] | 0 | 0 | 0 | 0 | [5 empty] | 0 | [7 empty] | 0 |  |  |  |  | #VALUE!
[42 empty] | 0 | 0 | 0 | 0 | [5 empty] | 0 | [7 empty] | 0 |  |  |  |  | #VALUE!
[42 empty] | 0 | 0 | 0 | 0 | [5 empty] | 0 | [7 empty] | 0 |  |  |  |  | #VALUE!
[42 empty] | 0 | 0 | 0 | 0 | [5 empty] | 0 | [7 empty] | 0 |  |  |  |  | #VALUE!
[42 empty] | 0 | 0 | 0 | 0 | [5 empty] | 0 | [7 empty] | 0 |  |  |  |  | #VALUE!
[42 empty] | 0 | 0 | 0 | 0 | [5 empty] | 0 | [7 empty] | 0 |  |  |  |  | #VALUE!
[42 empty] | 0 | 0 | 0 | 0 | [5 empty] | 0 | [7 empty] | 0 |  |  |  |  | #VALUE!
[42 empty] | 0 | 0 | 0 | 0 | [5 empty] | 0 | [7 empty] | 0 |  |  |  |  | #VALUE!
[42 empty] | 0 | 0 | 0 | 0 | [5 empty] | 0 | [7 empty] | 0 |  |  |  |  | #VALUE!
[42 empty] | 0 | 0 | 0 | 0 | [5 empty] | 0 | [7 empty] | 0 |  |  |  |  | #VALUE!
[42 empty] | 0 | 0 | 0 | 0 | [5 empty] | 0 | [7 empty] | 0 |  |  |  |  | #VALUE!
[42 empty] | 0 | 0 | 0 | 0 | [5 empty] | 0 | [7 empty] | 0 |  |  |  |  | #VALUE!
[42 empty] | 0 | 0 | 0 | 0 | [5 empty] | 0 | [7 empty] | 0 |  |  |  |  | #VALUE!
[42 empty] | 0 | 0 | 0 | 0 | [5 empty] | 0 | [7 empty] | 0 |  |  |  |  | #VALUE!
[42 empty] | 0 | 0 | 0 | 0 | [5 empty] | 0 | [7 empty] | 0 |  |  |  |  | #VALUE!
[42 empty] | 0 | 0 | 0 | 0 | [5 empty] | 0 | [7 empty] | 0 |  |  |  |  | #VALUE!
[42 empty] | 0 | 0 | 0 | 0 | [5 empty] | 0 | [7 empty] | 0 |  |  |  |  | #VALUE!
[42 empty] | 0 | 0 | 0 | 0 | [5 empty] | 0 | [7 empty] | 0 |  |  |  |  | #VALUE!
[42 empty] | 0 | 0 | 0 | 0 | [5 empty] | 0 | [7 empty] | 0 |  |  |  |  | #VALUE!
[42 empty] | 0 | 0 | 0 | 0 | [5 empty] | 0 | [7 empty] | 0 |  |  |  |  | #VALUE!
[42 empty] | 0 | 0 | 0 | 0 | [5 empty] | 0 | [7 empty] | 0 |  |  |  |  | #VALUE!
[42 empty] | 0 | 0 | 0 | 0 | [5 empty] | 0 | [7 empty] | 0 |  |  |  |  | #VALUE!
[42 empty] | 0 | 0 | 0 | 0 | [5 empty] | 0 | [7 empty] | 0 |  |  |  |  | #VALUE!
[42 empty] | 0 | 0 | 0 | 0 | [5 empty] | 0 | [7 empty] | 0 |  |  |  |  | #VALUE!
[42 empty] | 0 | 0 | 0 | 0 | [5 empty] | 0 | [7 empty] | 0 |  |  |  |  | #VALUE!
[42 empty] | 0 | 0 | 0 | 0 | [5 empty] | 0 | [7 empty] | 0 |  |  |  |  | #VALUE!
[42 empty] | 0 | 0 | 0 | 0 | [5 empty] | 0 | [7 empty] | 0 |  |  |  |  | #VALUE!
[42 empty] | 0 | 0 | 0 | 0 | [5 empty] | 0 | [7 empty] | 0 |  |  |  |  | #VALUE!
[42 empty] | 0 | 0 | 0 | 0 | [5 empty] | 0 | [7 empty] | 0 |  |  |  |  | #VALUE!
[42 empty] | 0 | 0 | 0 | 0 | [5 empty] | 0 | [7 empty] | 0 |  |  |  |  | #VALUE!
[42 empty] | 0 | 0 | 0 | 0 | [5 empty] | 0 | [7 empty] | 0 |  |  |  |  | #VALUE!
[42 empty] | 0 | 0 | 0 | 0 | [5 empty] | 0 | [7 empty] | 0 |  |  |  |  | #VALUE!
[42 empty] | 0 | 0 | 0 | 0 | [5 empty] | 0 | [7 empty] | 0 |  |  |  |  | #VALUE!
[42 empty] | 0 | 0 | 0 | 0 | [5 empty] | 0 | [7 empty] | 0 |  |  |  |  | #VALUE!
[42 empty] | 0 | 0 | 0 | 0 | [5 empty] | 0 | [7 empty] | 0 |  |  |  |  | #VALUE!
[42 empty] | 0 | 0 | 0 | 0 | [5 empty] | 0 | [7 empty] | 0 |  |  |  |  | #VALUE!
[42 empty] | 0 | 0 | 0 | 0 | [5 empty] | 0 | [7 empty] | 0 |  |  |  |  | #VALUE!
[42 empty] | 0 | 0 | 0 | 0 | [5 empty] | 0 | [7 empty] | 0 |  |  |  |  | #VALUE!
[42 empty] | 0 | 0 | 0 | 0 | [5 empty] | 0 | [7 empty] | 0 |  |  |  |  | #VALUE!
[42 empty] | 0 | 0 | 0 | 0 | [5 empty] | 0 | [7 empty] | 0 |  |  |  |  | #VALUE!
[42 empty] | 0 | 0 | 0 | 0 | [5 empty] | 0 | [7 empty] | 0 |  |  |  |  | #VALUE!
[42 empty] | 0 | 0 | 0 | 0 | [5 empty] | 0 | [7 empty] | 0 |  |  |  |  | #VALUE!
[42 empty] | 0 | 0 | 0 | 0 | [5 empty] | 0 | [7 empty] | 0 |  |  |  |  | #VALUE!
[42 empty] | 0 | 0 | 0 | 0 | [5 empty] | 0 | [7 empty] | 0 |  |  |  |  | #VALUE!
[42 empty] | 0 | 0 | 0 | 0 | [5 empty] | 0 | [7 empty] | 0 |  |  |  |  | #VALUE!
[42 empty] | 0 | 0 | 0 | 0 | [5 empty] | 0 | [7 empty] | 0 |  |  |  |  | #VALUE!
[42 empty] | 0 | 0 | 0 | 0 | [5 empty] | 0 | [7 empty] | 0 |  |  |  |  | #VALUE!
[42 empty] | 0 | 0 | 0 | 0 | [5 empty] | 0 | [7 empty] | 0 |  |  |  |  | #VALUE!
[42 empty] | 0 | 0 | 0 | 0 | [5 empty] | 0 | [7 empty] | 0 |  |  |  |  | #VALUE!
[42 empty] | 0 | 0 | 0 | 0 | [5 empty] | 0 | [7 empty] | 0 |  |  |  |  | #VALUE!
[42 empty] | 0 | 0 | 0 | 0 | [5 empty] | 0 | [7 empty] | 0 |  |  |  |  | #VALUE!
[42 empty] | 0 | 0 | 0 | 0 | [5 empty] | 0 | [7 empty] | 0 |  |  |  |  | #VALUE!
[42 empty] | 0 | 0 | 0 | 0 | [5 empty] | 0 | [7 empty] | 0 |  |  |  |  | #VALUE!
[42 empty] | 0 | 0 | 0 | 0 | [5 empty] | 0 | [7 empty] | 0 |  |  |  |  | #VALUE!
[42 empty] | 0 | 0 | 0 | 0 | [5 empty] | 0 | [7 empty] | 0 |  |  |  |  | #VALUE!
[42 empty] | 0 | 0 | 0 | 0 | [5 empty] | 0 | [7 empty] | 0 |  |  |  |  | #VALUE!
[42 empty] | 0 | 0 | 0 | 0 | [5 empty] | 0 | [7 empty] | 0 |  |  |  |  | #VALUE!
[42 empty] | 0 | 0 | 0 | 0 | [5 empty] | 0 | [7 empty] | 0 |  |  |  |  | #VALUE!
[42 empty] | 0 | 0 | 0 | 0 | [5 empty] | 0 | [7 empty] | 0 |  |  |  |  | #VALUE!
[42 empty] | 0 | 0 | 0 | 0 | [5 empty] | 0 | [7 empty] | 0 |  |  |  |  | #VALUE!
[42 empty] | 0 | 0 | 0 | 0 | [5 empty] | 0 | [7 empty] | 0 |  |  |  |  | #VALUE!
[42 empty] | 0 | 0 | 0 | 0 | [5 empty] | 0 | [7 empty] | 0 |  |  |  |  | #VALUE!
[42 empty] | 0 | 0 | 0 | 0 | [5 empty] | 0 | [7 empty] | 0 |  |  |  |  | #VALUE!
[42 empty] | 0 | 0 | 0 | 0 | [5 empty] | 0 | [7 empty] | 0 |  |  |  |  | #VALUE!
[42 empty] | 0 | 0 | 0 | 0 | [5 empty] | 0 | [7 empty] | 0 |  |  |  |  | #VALUE!
[42 empty] | 0 | 0 | 0 | 0 | [5 empty] | 0 | [7 empty] | 0 |  |  |  |  | #VALUE!
[42 empty] | 0 | 0 | 0 | 0 | [5 empty] | 0 | [7 empty] | 0 |  |  |  |  | #VALUE!
[42 empty] | 0 | 0 | 0 | 0 | [5 empty] | 0 | [7 empty] | 0 |  |  |  |  | #VALUE!
[42 empty] | 0 | 0 | 0 | 0 | [5 empty] | 0 | [7 empty] | 0 |  |  |  |  | #VALUE!
[42 empty] | 0 | 0 | 0 | 0 | [5 empty] | 0 | [7 empty] | 0 |  |  |  |  | #VALUE!
[42 empty] | 0 | 0 | 0 | 0 | [5 empty] | 0 | [7 empty] | 0 |  |  |  |  | #VALUE!
[42 empty] | 0 | 0 | 0 | 0 | [5 empty] | 0 | [7 empty] | 0 |  |  |  |  | #VALUE!
[42 empty] | 0 | 0 | 0 | 0 | [5 empty] | 0 | [7 empty] | 0 |  |  |  |  | #VALUE!
[42 empty] | 0 | 0 | 0 | 0 | [5 empty] | 0 | [7 empty] | 0 |  |  |  |  | #VALUE!
[42 empty] | 0 | 0 | 0 | 0 | [5 empty] | 0 | [7 empty] | 0 |  |  |  |  | #VALUE!
[42 empty] | 0 | 0 | 0 | 0 | [5 empty] | 0 | [7 empty] | 0 |  |  |  |  | #VALUE!
[42 empty] | 0 | 0 | 0 | 0 | [5 empty] | 0 | [7 empty] | 0 |  |  |  |  | #VALUE!
[42 empty] | 0 | 0 | 0 | 0 | [5 empty] | 0 | [7 empty] | 0 |  |  |  |  | #VALUE!
[42 empty] | 0 | 0 | 0 | 0 | [5 empty] | 0 | [7 empty] | 0 |  |  |  |  | #VALUE!
[42 empty] | 0 | 0 | 0 | 0 | [5 empty] | 0 | [7 empty] | 0 |  |  |  |  | #VALUE!
[42 empty] | 0 | 0 | 0 | 0 | [5 empty] | 0 | [7 empty] | 0 |  |  |  |  | #VALUE!
[42 empty] | 0 | 0 | 0 | 0 | [5 empty] | 0 | [7 empty] | 0 |  |  |  |  | #VALUE!
[42 empty] | 0 | 0 | 0 | 0 | [5 empty] | 0 | [7 empty] | 0 |  |  |  |  | #VALUE!
[42 empty] | 0 | 0 | 0 | 0 | [5 empty] | 0 | [7 empty] | 0 |  |  |  |  | #VALUE!
[42 empty] | 0 | 0 | 0 | 0 | [5 empty] | 0 | [7 empty] | 0 |  |  |  |  | #VALUE!
[42 empty] | 0 | 0 | 0 | 0 | [5 empty] | 0 | [7 empty] | 0 |  |  |  |  | #VALUE!
[42 empty] | 0 | 0 | 0 | 0 | [5 empty] | 0 | [7 empty] | 0 |  |  |  |  | #VALUE!
[42 empty] | 0 | 0 | 0 | 0 | [5 empty] | 0 | [7 empty] | 0 |  |  |  |  | #VALUE!
[42 empty] | 0 | 0 | 0 | 0 | [5 empty] | 0 | [7 empty] | 0 |  |  |  |  | #VALUE!
[42 empty] | 0 | 0 | 0 | 0 | [5 empty] | 0 | [7 empty] | 0 |  |  |  |  | #VALUE!
[42 empty] | 0 | 0 | 0 | 0 | [5 empty] | 0 | [7 empty] | 0 |  |  |  |  | #VALUE!
[42 empty] | 0 | 0 | 0 | 0 | [5 empty] | 0 | [7 empty] | 0 |  |  |  |  | #VALUE!
[42 empty] | 0 | 0 | 0 | 0 | [5 empty] | 0 | [7 empty] | 0 |  |  |  |  | #VALUE!
[42 empty] | 0 | 0 | 0 | 0 | [5 empty] | 0 | [7 empty] | 0 |  |  |  |  | #VALUE!
[42 empty] | 0 | 0 | 0 | 0 | [5 empty] | 0 | [7 empty] | 0 |  |  |  |  | #VALUE!
[42 empty] | 0 | 0 | 0 | 0 | [5 empty] | 0 | [7 empty] | 0 |  |  |  |  | #VALUE!
[42 empty] | 0 | 0 | 0 | 0 | [5 empty] | 0 | [7 empty] | 0 |  |  |  |  | #VALUE!
[42 empty] | 0 | 0 | 0 | 0 | [5 empty] | 0 | [7 empty] | 0 |  |  |  |  | #VALUE!
[42 empty] | 0 | 0 | 0 | 0 | [5 empty] | 0 | [7 empty] | 0 |  |  |  |  | #VALUE!
[42 empty] | 0 | 0 | 0 | 0 | [5 empty] | 0 | [7 empty] | 0 |  |  |  |  | #VALUE!
[42 empty] | 0 | 0 | 0 | 0 | [5 empty] | 0 | [7 empty] | 0 |  |  |  |  | #VALUE!
[42 empty] | 0 | 0 | 0 | 0 | [5 empty] | 0 | [7 empty] | 0 |  |  |  |  | #VALUE!
[42 empty] | 0 | 0 | 0 | 0 | [5 empty] | 0 | [7 empty] | 0 |  |  |  |  | #VALUE!
[42 empty] | 0 | 0 | 0 | 0 | [5 empty] | 0 | [7 empty] | 0 |  |  |  |  | #VALUE!
[42 empty] | 0 | 0 | 0 | 0 | [5 empty] | 0 | [7 empty] | 0 |  |  |  |  | #VALUE!
[42 empty] | 0 | 0 | 0 | 0 | [5 empty] | 0 | [7 empty] | 0 |  |  |  |  | #VALUE!
[42 empty] | 0 | 0 | 0 | 0 | [5 empty] | 0 | [7 empty] | 0 |  |  |  |  | #VALUE!
[42 empty] | 0 | 0 | 0 | 0 | [5 empty] | 0 | [7 empty] | 0 |  |  |  |  | #VALUE!
[42 empty] | 0 | 0 | 0 | 0 | [5 empty] | 0 | [7 empty] | 0 |  |  |  |  | #VALUE!
[42 empty] | 0 | 0 | 0 | 0 | [5 empty] | 0 | [7 empty] | 0 |  |  |  |  | #VALUE!
[42 empty] | 0 | 0 | 0 | 0 | [5 empty] | 0 | [7 empty] | 0 |  |  |  |  | #VALUE!
[42 empty] | 0 | 0 | 0 | 0 | [5 empty] | 0 | [7 empty] | 0 |  |  |  |  | #VALUE!
[42 empty] | 0 | 0 | 0 | 0 | [5 empty] | 0 | [7 empty] | 0 |  |  |  |  | #VALUE!
[42 empty] | 0 | 0 | 0 | 0 | [5 empty] | 0 | [7 empty] | 0 |  |  |  |  | #VALUE!
[42 empty] | 0 | 0 | 0 | 0 | [5 empty] | 0 | [7 empty] | 0 |  |  |  |  | #VALUE!
[42 empty] | 0 | 0 | 0 | 0 | [5 empty] | 0 | [7 empty] | 0 |  |  |  |  | #VALUE!
[42 empty] | 0 | 0 | 0 | 0 | [5 empty] | 0 | [7 empty] | 0 |  |  |  |  | #VALUE!
[42 empty] | 0 | 0 | 0 | 0 | [5 empty] | 0 | [7 empty] | 0 |  |  |  |  | #VALUE!
[42 empty] | 0 | 0 | 0 | 0 | [5 empty] | 0 | [7 empty] | 0 |  |  |  |  | #VALUE!
[42 empty] | 0 | 0 | 0 | 0 | [5 empty] | 0 | [7 empty] | 0 |  |  |  |  | #VALUE!
[42 empty] | 0 | 0 | 0 | 0 | [5 empty] | 0 | [7 empty] | 0 |  |  |  |  | #VALUE!
[42 empty] | 0 | 0 | 0 | 0 | [5 empty] | 0 | [7 empty] | 0 |  |  |  |  | #VALUE!
[42 empty] | 0 | 0 | 0 | 0 | [5 empty] | 0 | [7 empty] | 0 |  |  |  |  | #VALUE!
[42 empty] | 0 | 0 | 0 | 0 | [5 empty] | 0 | [7 empty] | 0 |  |  |  |  | #VALUE!
[42 empty] | 0 | 0 | 0 | 0 | [5 empty] | 0 | [7 empty] | 0 |  |  |  |  | #VALUE!
[42 empty] | 0 | 0 | 0 | 0 | [5 empty] | 0 | [7 empty] | 0 |  |  |  |  | #VALUE!
[42 empty] | 0 | 0 | 0 | 0 | [5 empty] | 0 | [7 empty] | 0 |  |  |  |  | #VALUE!
[42 empty] | 0 | 0 | 0 | 0 | [5 empty] | 0 | [7 empty] | 0 |  |  |  |  | #VALUE!
[42 empty] | 0 | 0 | 0 | 0 | [5 empty] | 0 | [7 empty] | 0 |  |  |  |  | #VALUE!
[42 empty] | 0 | 0 | 0 | 0 | [5 empty] | 0 | [7 empty] | 0 |  |  |  |  | #VALUE!
[42 empty] | 0 | 0 | 0 | 0 | [5 empty] | 0 | [7 empty] | 0 |  |  |  |  | #VALUE!
[42 empty] | 0 | 0 | 0 | 0 | [5 empty] | 0 | [7 empty] | 0 |  |  |  |  | #VALUE!
[42 empty] | 0 | 0 | 0 | 0 | [5 empty] | 0 | [7 empty] | 0 |  |  |  |  | #VALUE!
[42 empty] | 0 | 0 | 0 | 0 | [5 empty] | 0 | [7 empty] | 0 |  |  |  |  | #VALUE!
[42 empty] | 0 | 0 | 0 | 0 | [5 empty] | 0 | [7 empty] | 0 |  |  |  |  | #VALUE!
[42 empty] | 0 | 0 | 0 | 0 | [5 empty] | 0 | [7 empty] | 0 |  |  |  |  | #VALUE!
[42 empty] | 0 | 0 | 0 | 0 | [5 empty] | 0 | [7 empty] | 0 |  |  |  |  | #VALUE!
[42 empty] | 0 | 0 | 0 | 0 | [5 empty] | 0 | [7 empty] | 0 |  |  |  |  | #VALUE!
[42 empty] | 0 | 0 | 0 | 0 | [5 empty] | 0 | [7 empty] | 0 |  |  |  |  | #VALUE!
[42 empty] | 0 | 0 | 0 | 0 | [5 empty] | 0 | [7 empty] | 0 |  |  |  |  | #VALUE!
[42 empty] | 0 | 0 | 0 | 0 | [5 empty] | 0 | [7 empty] | 0 |  |  |  |  | #VALUE!
[42 empty] | 0 | 0 | 0 | 0 | [5 empty] | 0 | [7 empty] | 0 |  |  |  |  | #VALUE!
[42 empty] | 0 | 0 | 0 | 0 | [5 empty] | 0 | [7 empty] | 0 |  |  |  |  | #VALUE!
[42 empty] | 0 | 0 | 0 | 0 | [5 empty] | 0 | [7 empty] | 0 |  |  |  |  | #VALUE!
[42 empty] | 0 | 0 | 0 | 0 | [5 empty] | 0 | [7 empty] | 0 |  |  |  |  | #VALUE!
[42 empty] | 0 | 0 | 0 | 0 | [5 empty] | 0 | [7 empty] | 0 |  |  |  |  | #VALUE!
[42 empty] | 0 | 0 | 0 | 0 | [5 empty] | 0 | [7 empty] | 0 |  |  |  |  | #VALUE!
[42 empty] | 0 | 0 | 0 | 0 | [5 empty] | 0 | [7 empty] | 0 |  |  |  |  | #VALUE!
[42 empty] | 0 | 0 | 0 | 0 | [5 empty] | 0 | [7 empty] | 0 |  |  |  |  | #VALUE!
[42 empty] | 0 | 0 | 0 | 0 | [5 empty] | 0 | [7 empty] | 0 |  |  |  |  | #VALUE!
[42 empty] | 0 | 0 | 0 | 0 | [5 empty] | 0 | [7 empty] | 0 |  |  |  |  | #VALUE!
[42 empty] | 0 | 0 | 0 | 0 | [5 empty] | 0 | [7 empty] | 0 |  |  |  |  | #VALUE!
[42 empty] | 0 | 0 | 0 | 0 | [5 empty] | 0 | [7 empty] | 0 |  |  |  |  | #VALUE!
[42 empty] | 0 | 0 | 0 | 0 | [5 empty] | 0 | [7 empty] | 0 |  |  |  |  | #VALUE!
[42 empty] | 0 | 0 | 0 | 0 | [5 empty] | 0 | [7 empty] | 0 |  |  |  |  | #VALUE!
[42 empty] | 0 | 0 | 0 | 0 | [5 empty] | 0 | [7 empty] | 0 |  |  |  |  | #VALUE!
[42 empty] | 0 | 0 | 0 | 0 | [5 empty] | 0 | [7 empty] | 0 |  |  |  |  | #VALUE!
[42 empty] | 0 | 0 | 0 | 0 | [5 empty] | 0 | [7 empty] | 0 |  |  |  |  | #VALUE!
[42 empty] | 0 | 0 | 0 | 0 | [5 empty] | 0 | [7 empty] | 0 |  |  |  |  | #VALUE!
[42 empty] | 0 | 0 | 0 | 0 | [5 empty] | 0 | [7 empty] | 0 |  |  |  |  | #VALUE!
[42 empty] | 0 | 0 | 0 | 0 | [5 empty] | 0 | [7 empty] | 0 |  |  |  |  | #VALUE!
[42 empty] | 0 | 0 | 0 | 0 | [5 empty] | 0 | [7 empty] | 0 |  |  |  |  | #VALUE!
[42 empty] | 0 | 0 | 0 | 0 | [5 empty] | 0 | [7 empty] | 0 |  |  |  |  | #VALUE!
[42 empty] | 0 | 0 | 0 | 0 | [5 empty] | 0 | [7 empty] | 0 |  |  |  |  | #VALUE!
[42 empty] | 0 | 0 | 0 | 0 | [5 empty] | 0 | [7 empty] | 0 |  |  |  |  | #VALUE!
[42 empty] | 0 | 0 | 0 | 0 | [5 empty] | 0 | [7 empty] | 0 |  |  |  |  | #VALUE!
[42 empty] | 0 | 0 | 0 | 0 | [5 empty] | 0 | [7 empty] | 0 |  |  |  |  | #VALUE!
[42 empty] | 0 | 0 | 0 | 0 | [5 empty] | 0 | [7 empty] | 0 |  |  |  |  | #VALUE!
[42 empty] | 0 | 0 | 0 | 0 | [5 empty] | 0 | [7 empty] | 0 |  |  |  |  | #VALUE!
[42 empty] | 0 | 0 | 0 | 0 | [5 empty] | 0 | [7 empty] | 0 |  |  |  |  | #VALUE!
[42 empty] | 0 | 0 | 0 | 0 | [5 empty] | 0 | [7 empty] | 0 |  |  |  |  | #VALUE!
[42 empty] | 0 | 0 | 0 | 0 | [5 empty] | 0 | [7 empty] | 0 |  |  |  |  | #VALUE!
[42 empty] | 0 | 0 | 0 | 0 | [5 empty] | 0 | [7 empty] | 0 |  |  |  |  | #VALUE!
[42 empty] | 0 | 0 | 0 | 0 | [5 empty] | 0 | [7 empty] | 0 |  |  |  |  | #VALUE!
[42 empty] | 0 | 0 | 0 | 0 | [5 empty] | 0 | [7 empty] | 0 |  |  |  |  | #VALUE!
[42 empty] | 0 | 0 | 0 | 0 | [5 empty] | 0 | [7 empty] | 0 |  |  |  |  | #VALUE!
[42 empty] | 0 | 0 | 0 | 0 | [5 empty] | 0 | [7 empty] | 0 |  |  |  |  | #VALUE!
[42 empty] | 0 | 0 | 0 | 0 | [5 empty] | 0 | [7 empty] | 0 |  |  |  |  | #VALUE!
[42 empty] | 0 | 0 | 0 | 0 | [5 empty] | 0 | [7 empty] | 0 |  |  |  |  | #VALUE!
[42 empty] | 0 | 0 | 0 | 0 | [5 empty] | 0 | [7 empty] | 0 |  |  |  |  | #VALUE!
[42 empty] | 0 | 0 | 0 | 0 | [5 empty] | 0 | [7 empty] | 0 |  |  |  |  | #VALUE!
[42 empty] | 0 | 0 | 0 | 0 | [5 empty] | 0 | [7 empty] | 0 |  |  |  |  | #VALUE!
[42 empty] | 0 | 0 | 0 | 0 | [5 empty] | 0 | [7 empty] | 0 |  |  |  |  | #VALUE!
[42 empty] | 0 | 0 | 0 | 0 | [5 empty] | 0 | [7 empty] | 0 |  |  |  |  | #VALUE!
[42 empty] | 0 | 0 | 0 | 0 | [5 empty] | 0 | [7 empty] | 0 |  |  |  |  | #VALUE!
[42 empty] | 0 | 0 | 0 | 0 | [5 empty] | 0 | [7 empty] | 0 |  |  |  |  | #VALUE!
[42 empty] | 0 | 0 | 0 | 0 | [5 empty] | 0 | [7 empty] | 0 |  |  |  |  | #VALUE!
[42 empty] | 0 | 0 | 0 | 0 | [5 empty] | 0 | [7 empty] | 0 |  |  |  |  | #VALUE!
[42 empty] | 0 | 0 | 0 | 0 | [5 empty] | 0 | [7 empty] | 0 |  |  |  |  | #VALUE!
[42 empty] | 0 | 0 | 0 | 0 | [5 empty] | 0 | [7 empty] | 0 |  |  |  |  | #VALUE!
[42 empty] | 0 | 0 | 0 | 0 | [5 empty] | 0 | [7 empty] | 0 |  |  |  |  | #VALUE!
[42 empty] | 0 | 0 | 0 | 0 | [5 empty] | 0 | [7 empty] | 0 |  |  |  |  | #VALUE!
[42 empty] | 0 | 0 | 0 | 0 | [5 empty] | 0 | [7 empty] | 0 |  |  |  |  | #VALUE!
[42 empty] | 0 | 0 | 0 | 0 | [5 empty] | 0 | [7 empty] | 0 |  |  |  |  | #VALUE!
[42 empty] | 0 | 0 | 0 | 0 | [5 empty] | 0 | [7 empty] | 0 |  |  |  |  | #VALUE!
[42 empty] | 0 | 0 | 0 | 0 | [5 empty] | 0 | [7 empty] | 0 |  |  |  |  | #VALUE!
[42 empty] | 0 | 0 | 0 | 0 | [5 empty] | 0 | [7 empty] | 0 |  |  |  |  | #VALUE!
[42 empty] | 0 | 0 | 0 | 0 | [5 empty] | 0 | [7 empty] | 0 |  |  |  |  | #VALUE!
[42 empty] | 0 | 0 | 0 | 0 | [5 empty] | 0 | [7 empty] | 0 |  |  |  |  | #VALUE!
[42 empty] | 0 | 0 | 0 | 0 | [5 empty] | 0 | [7 empty] | 0 |  |  |  |  | #VALUE!
[42 empty] | 0 | 0 | 0 | 0 | [5 empty] | 0 | [7 empty] | 0 |  |  |  |  | #VALUE!
[42 empty] | 0 | 0 | 0 | 0 | [5 empty] | 0 | [7 empty] | 0 |  |  |  |  | #VALUE!
[42 empty] | 0 | 0 | 0 | 0 | [5 empty] | 0 | [7 empty] | 0 |  |  |  |  | #VALUE!
[42 empty] | 0 | 0 | 0 | 0 | [5 empty] | 0 | [7 empty] | 0 |  |  |  |  | #VALUE!
[42 empty] | 0 | 0 | 0 | 0 | [5 empty] | 0 | [7 empty] | 0 |  |  |  |  | #VALUE!
[42 empty] | 0 | 0 | 0 | 0 | [5 empty] | 0 | [7 empty] | 0 |  |  |  |  | #VALUE!
[42 empty] | 0 | 0 | 0 | 0 | [5 empty] | 0 | [7 empty] | 0 |  |  |  |  | #VALUE!
[42 empty] | 0 | 0 | 0 | 0 | [5 empty] | 0 | [7 empty] | 0 |  |  |  |  | #VALUE!
[42 empty] | 0 | 0 | 0 | 0 | [5 empty] | 0 | [7 empty] | 0 |  |  |  |  | #VALUE!
[42 empty] | 0 | 0 | 0 | 0 | [5 empty] | 0 | [7 empty] | 0 |  |  |  |  | #VALUE!
[42 empty] | 0 | 0 | 0 | 0 | [5 empty] | 0 | [7 empty] | 0 |  |  |  |  | #VALUE!
[42 empty] | 0 | 0 | 0 | 0 | [5 empty] | 0 | [7 empty] | 0 |  |  |  |  | #VALUE!
[42 empty] | 0 | 0 | 0 | 0 | [5 empty] | 0 | [7 empty] | 0 |  |  |  |  | #VALUE!
[42 empty] | 0 | 0 | 0 | 0 | [5 empty] | 0 | [7 empty] | 0 |  |  |  |  | #VALUE!
[42 empty] | 0 | 0 | 0 | 0 | [5 empty] | 0 | [7 empty] | 0 |  |  |  |  | #VALUE!
[42 empty] | 0 | 0 | 0 | 0 | [5 empty] | 0 | [7 empty] | 0 |  |  |  |  | #VALUE!
[42 empty] | 0 | 0 | 0 | 0 | [5 empty] | 0 | [7 empty] | 0 |  |  |  |  | #VALUE!
[42 empty] | 0 | 0 | 0 | 0 | [5 empty] | 0 | [7 empty] | 0 |  |  |  |  | #VALUE!
[42 empty] | 0 | 0 | 0 | 0 | [5 empty] | 0 | [7 empty] | 0 |  |  |  |  | #VALUE!
[42 empty] | 0 | 0 | 0 | 0 | [5 empty] | 0 | [7 empty] | 0 |  |  |  |  | #VALUE!
[42 empty] | 0 | 0 | 0 | 0 | [5 empty] | 0 | [7 empty] | 0 |  |  |  |  | #VALUE!
[42 empty] | 0 | 0 | 0 | 0 | [5 empty] | 0 | [7 empty] | 0 |  |  |  |  | #VALUE!
[42 empty] | 0 | 0 | 0 | 0 | [5 empty] | 0 | [7 empty] | 0 |  |  |  |  | #VALUE!
[42 empty] | 0 | 0 | 0 | 0 | [5 empty] | 0 | [7 empty] | 0 |  |  |  |  | #VALUE!
[42 empty] | 0 | 0 | 0 | 0 | [5 empty] | 0 | [7 empty] | 0 |  |  |  |  | #VALUE!
[42 empty] | 0 | 0 | 0 | 0 | [5 empty] | 0 | [7 empty] | 0 |  |  |  |  | #VALUE!
[42 empty] | 0 | 0 | 0 | 0 | [5 empty] | 0 | [7 empty] | 0 |  |  |  |  | #VALUE!
[42 empty] | 0 | 0 | 0 | 0 | [5 empty] | 0 | [7 empty] | 0 |  |  |  |  | #VALUE!
[42 empty] | 0 | 0 | 0 | 0 | [5 empty] | 0 | [7 empty] | 0 |  |  |  |  | #VALUE!
[42 empty] | 0 | 0 | 0 | 0 | [5 empty] | 0 | [7 empty] | 0 |  |  |  |  | #VALUE!
[42 empty] | 0 | 0 | 0 | 0 | [5 empty] | 0 | [7 empty] | 0 |  |  |  |  | #VALUE!
[42 empty] | 0 | 0 | 0 | 0 | [5 empty] | 0 | [7 empty] | 0 |  |  |  |  | #VALUE!
[42 empty] | 0 | 0 | 0 | 0 | [5 empty] | 0 | [7 empty] | 0 |  |  |  |  | #VALUE!
[42 empty] | 0 | 0 | 0 | 0 | [5 empty] | 0 | [7 empty] | 0 |  |  |  |  | #VALUE!
[42 empty] | 0 | 0 | 0 | 0 | [5 empty] | 0 | [7 empty] | 0 |  |  |  |  | #VALUE!
[42 empty] | 0 | 0 | 0 | 0 | [5 empty] | 0 | [7 empty] | 0 |  |  |  |  | #VALUE!
[42 empty] | 0 | 0 | 0 | 0 | [5 empty] | 0 | [7 empty] | 0 |  |  |  |  | #VALUE!
[42 empty] | 0 | 0 | 0 | 0 | [5 empty] | 0 | [7 empty] | 0 |  |  |  |  | #VALUE!
[42 empty] | 0 | 0 | 0 | 0 | [5 empty] | 0 | [7 empty] | 0 |  |  |  |  | #VALUE!
[42 empty] | 0 | 0 | 0 | 0 | [5 empty] | 0 | [7 empty] | 0 |  |  |  |  | #VALUE!
[42 empty] | 0 | 0 | 0 | 0 | [5 empty] | 0 | [7 empty] | 0 |  |  |  |  | #VALUE!
[42 empty] | 0 | 0 | 0 | 0 | [5 empty] | 0 | [7 empty] | 0 |  |  |  |  | #VALUE!
[42 empty] | 0 | 0 | 0 | 0 | [5 empty] | 0 | [7 empty] | 0 |  |  |  |  | #VALUE!
[42 empty] | 0 | 0 | 0 | 0 | [5 empty] | 0 | [7 empty] | 0 |  |  |  |  | #VALUE!
[42 empty] | 0 | 0 | 0 | 0 | [5 empty] | 0 | [7 empty] | 0 |  |  |  |  | #VALUE!
[42 empty] | 0 | 0 | 0 | 0 | [5 empty] | 0 | [7 empty] | 0 |  |  |  |  | #VALUE!
[42 empty] | 0 | 0 | 0 | 0 | [5 empty] | 0 | [7 empty] | 0 |  |  |  |  | #VALUE!
[42 empty] | 0 | 0 | 0 | 0 | [5 empty] | 0 | [7 empty] | 0 |  |  |  |  | #VALUE!
[42 empty] | 0 | 0 | 0 | 0 | [5 empty] | 0 | [7 empty] | 0 |  |  |  |  | #VALUE!
[42 empty] | 0 | 0 | 0 | 0 | [5 empty] | 0 | [7 empty] | 0 |  |  |  |  | #VALUE!
[42 empty] | 0 | 0 | 0 | 0 | [5 empty] | 0 | [7 empty] | 0 |  |  |  |  | #VALUE!
[42 empty] | 0 | 0 | 0 | 0 | [5 empty] | 0 | [7 empty] | 0 |  |  |  |  | #VALUE!
[42 empty] | 0 | 0 | 0 | 0 | [5 empty] | 0 | [7 empty] | 0 |  |  |  |  | #VALUE!
[42 empty] | 0 | 0 | 0 | 0 | [5 empty] | 0 | [7 empty] | 0 |  |  |  |  | #VALUE!
[42 empty] | 0 | 0 | 0 | 0 | [5 empty] | 0 | [7 empty] | 0 |  |  |  |  | #VALUE!
[42 empty] | 0 | 0 | 0 | 0 | [5 empty] | 0 | [7 empty] | 0 |  |  |  |  | #VALUE!
[42 empty] | 0 | 0 | 0 | 0 | [5 empty] | 0 | [7 empty] | 0 |  |  |  |  | #VALUE!
[42 empty] | 0 | 0 | 0 | 0 | [5 empty] | 0 | [7 empty] | 0 |  |  |  |  | #VALUE!
[42 empty] | 0 | 0 | 0 | 0 | [5 empty] | 0 | [7 empty] | 0 |  |  |  |  | #VALUE!
[42 empty] | 0 | 0 | 0 | 0 | [5 empty] | 0 | [7 empty] | 0 |  |  |  |  | #VALUE!
[42 empty] | 0 | 0 | 0 | 0 | [5 empty] | 0 | [7 empty] | 0 |  |  |  |  | #VALUE!
[42 empty] | 0 | 0 | 0 | 0 | [5 empty] | 0 | [7 empty] | 0 |  |  |  |  | #VALUE!
[42 empty] | 0 | 0 | 0 | 0 | [5 empty] | 0 | [7 empty] | 0 |  |  |  |  | #VALUE!
[42 empty] | 0 | 0 | 0 | 0 | [5 empty] | 0 | [7 empty] | 0 |  |  |  |  | #VALUE!
[42 empty] | 0 | 0 | 0 | 0 | [5 empty] | 0 | [7 empty] | 0 |  |  |  |  | #VALUE!
[42 empty] | 0 | 0 | 0 | 0 | [5 empty] | 0 | [7 empty] | 0 |  |  |  |  | #VALUE!
[42 empty] | 0 | 0 | 0 | 0 | [5 empty] | 0 | [7 empty] | 0 |  |  |  |  | #VALUE!
[42 empty] | 0 | 0 | 0 | 0 | [5 empty] | 0 | [7 empty] | 0 |  |  |  |  | #VALUE!
[42 empty] | 0 | 0 | 0 | 0 | [5 empty] | 0 | [7 empty] | 0 |  |  |  |  | #VALUE!
[42 empty] | 0 | 0 | 0 | 0 | [5 empty] | 0 | [7 empty] | 0 |  |  |  |  | #VALUE!
[42 empty] | 0 | 0 | 0 | 0 | [5 empty] | 0 | [7 empty] | 0 |  |  |  |  | #VALUE!
[42 empty] | 0 | 0 | 0 | 0 | [5 empty] | 0 | [7 empty] | 0 |  |  |  |  | #VALUE!
[42 empty] | 0 | 0 | 0 | 0 | [5 empty] | 0 | [7 empty] | 0 |  |  |  |  | #VALUE!
[42 empty] | 0 | 0 | 0 | 0 | [5 empty] | 0 | [7 empty] | 0 |  |  |  |  | #VALUE!
[42 empty] | 0 | 0 | 0 | 0 | [5 empty] | 0 | [7 empty] | 0 |  |  |  |  | #VALUE!
[42 empty] | 0 | 0 | 0 | 0 | [5 empty] | 0 | [7 empty] | 0 |  |  |  |  | #VALUE!
[42 empty] | 0 | 0 | 0 | 0 | [5 empty] | 0 | [7 empty] | 0 |  |  |  |  | #VALUE!
[42 empty] | 0 | 0 | 0 | 0 | [5 empty] | 0 | [7 empty] | 0 |  |  |  |  | #VALUE!
[42 empty] | 0 | 0 | 0 | 0 | [5 empty] | 0 | [7 empty] | 0 |  |  |  |  | #VALUE!
[42 empty] | 0 | 0 | 0 | 0 | [5 empty] | 0 | [7 empty] | 0 |  |  |  |  | #VALUE!
[42 empty] | 0 | 0 | 0 | 0 | [5 empty] | 0 | [7 empty] | 0 |  |  |  |  | #VALUE!
[42 empty] | 0 | 0 | 0 | 0 | [5 empty] | 0 | [7 empty] | 0 |  |  |  |  | #VALUE!
[42 empty] | 0 | 0 | 0 | 0 | [5 empty] | 0 | [7 empty] | 0 |  |  |  |  | #VALUE!
[42 empty] | 0 | 0 | 0 | 0 | [5 empty] | 0 | [7 empty] | 0 |  |  |  |  | #VALUE!
[42 empty] | 0 | 0 | 0 | 0 | [5 empty] | 0 | [7 empty] | 0 |  |  |  |  | #VALUE!
[42 empty] | 0 | 0 | 0 | 0 | [5 empty] | 0 | [7 empty] | 0 |  |  |  |  | #VALUE!
[42 empty] | 0 | 0 | 0 | 0 | [5 empty] | 0 | [7 empty] | 0 |  |  |  |  | #VALUE!
[42 empty] | 0 | 0 | 0 | 0 | [5 empty] | 0 | [7 empty] | 0 |  |  |  |  | #VALUE!
[42 empty] | 0 | 0 | 0 | 0 | [5 empty] | 0 | [7 empty] | 0 |  |  |  |  | #VALUE!
[42 empty] | 0 | 0 | 0 | 0 | [5 empty] | 0 | [7 empty] | 0 |  |  |  |  | #VALUE!
[42 empty] | 0 | 0 | 0 | 0 | [5 empty] | 0 | [7 empty] | 0 |  |  |  |  | #VALUE!
[42 empty] | 0 | 0 | 0 | 0 | [5 empty] | 0 | [7 empty] | 0 |  |  |  |  | #VALUE!
[42 empty] | 0 | 0 | 0 | 0 | [5 empty] | 0 | [7 empty] | 0 |  |  |  |  | #VALUE!
[42 empty] | 0 | 0 | 0 | 0 | [5 empty] | 0 | [7 empty] | 0 |  |  |  |  | #VALUE!
[42 empty] | 0 | 0 | 0 | 0 | [5 empty] | 0 | [7 empty] | 0 |  |  |  |  | #VALUE!
[42 empty] | 0 | 0 | 0 | 0 | [5 empty] | 0 | [7 empty] | 0 |  |  |  |  | #VALUE!
[42 empty] | 0 | 0 | 0 | 0 | [5 empty] | 0 | [7 empty] | 0 |  |  |  |  | #VALUE!
[42 empty] | 0 | 0 | 0 | 0 | [5 empty] | 0 | [7 empty] | 0 |  |  |  |  | #VALUE!
[42 empty] | 0 | 0 | 0 | 0 | [5 empty] | 0 | [7 empty] | 0 |  |  |  |  | #VALUE!
[42 empty] | 0 | 0 | 0 | 0 | [5 empty] | 0 | [7 empty] | 0 |  |  |  |  | #VALUE!
[42 empty] | 0 | 0 | 0 | 0 | [5 empty] | 0 | [7 empty] | 0 |  |  |  |  | #VALUE!
[42 empty] | 0 | 0 | 0 | 0 | [5 empty] | 0 | [7 empty] | 0 |  |  |  |  | #VALUE!
[42 empty] | 0 | 0 | 0 | 0 | [5 empty] | 0 | [7 empty] | 0 |  |  |  |  | #VALUE!
[42 empty] | 0 | 0 | 0 | 0 | [5 empty] | 0 | [7 empty] | 0 |  |  |  |  | #VALUE!
[42 empty] | 0 | 0 | 0 | 0 | [5 empty] | 0 | [7 empty] | 0 |  |  |  |  | #VALUE!
[42 empty] | 0 | 0 | 0 | 0 | [5 empty] | 0 | [7 empty] | 0 |  |  |  |  | #VALUE!
[42 empty] | 0 | 0 | 0 | 0 | [5 empty] | 0 | [7 empty] | 0 |  |  |  |  | #VALUE!
[42 empty] | 0 | 0 | 0 | 0 | [5 empty] | 0 | [7 empty] | 0 |  |  |  |  | #VALUE!
[42 empty] | 0 | 0 | 0 | 0 | [5 empty] | 0 | [7 empty] | 0 |  |  |  |  | #VALUE!
[42 empty] | 0 | 0 | 0 | 0 | [5 empty] | 0 | [7 empty] | 0 |  |  |  |  | #VALUE!
[42 empty] | 0 | 0 | 0 | 0 | [5 empty] | 0 | [7 empty] | 0 |  |  |  |  | #VALUE!
[42 empty] | 0 | 0 | 0 | 0 | [5 empty] | 0 | [7 empty] | 0 |  |  |  |  | #VALUE!
[42 empty] | 0 | 0 | 0 | 0 | [5 empty] | 0 | [7 empty] | 0 |  |  |  |  | #VALUE!
[42 empty] | 0 | 0 | 0 | 0 | [5 empty] | 0 | [7 empty] | 0 |  |  |  |  | #VALUE!
[42 empty] | 0 | 0 | 0 | 0 | [5 empty] | 0 | [7 empty] | 0 |  |  |  |  | #VALUE!
[42 empty] | 0 | 0 | 0 | 0 | [5 empty] | 0 | [7 empty] | 0 |  |  |  |  | #VALUE!
[42 empty] | 0 | 0 | 0 | 0 | [5 empty] | 0 | [7 empty] | 0 |  |  |  |  | #VALUE!
[42 empty] | 0 | 0 | 0 | 0 | [5 empty] | 0 | [7 empty] | 0 |  |  |  |  | #VALUE!
[42 empty] | 0 | 0 | 0 | 0 | [5 empty] | 0 | [7 empty] | 0 |  |  |  |  | #VALUE!
[42 empty] | 0 | 0 | 0 | 0 | [5 empty] | 0 | [7 empty] | 0 |  |  |  |  | #VALUE!
[42 empty] | 0 | 0 | 0 | 0 | [5 empty] | 0 | [7 empty] | 0 |  |  |  |  | #VALUE!
[42 empty] | 0 | 0 | 0 | 0 | [5 empty] | 0 | [7 empty] | 0 |  |  |  |  | #VALUE!
[42 empty] | 0 | 0 | 0 | 0 | [5 empty] | 0 | [7 empty] | 0 |  |  |  |  | #VALUE!
[42 empty] | 0 | 0 | 0 | 0 | [5 empty] | 0 | [7 empty] | 0 |  |  |  |  | #VALUE!
[42 empty] | 0 | 0 | 0 | 0 | [5 empty] | 0 | [7 empty] | 0 |  |  |  |  | #VALUE!
[42 empty] | 0 | 0 | 0 | 0 | [5 empty] | 0 | [7 empty] | 0 |  |  |  |  | #VALUE!
[42 empty] | 0 | 0 | 0 | 0 | [5 empty] | 0 | [7 empty] | 0 |  |  |  |  | #VALUE!
[42 empty] | 0 | 0 | 0 | 0 | [5 empty] | 0 | [7 empty] | 0 |  |  |  |  | #VALUE!
[42 empty] | 0 | 0 | 0 | 0 | [5 empty] | 0 | [7 empty] | 0 |  |  |  |  | #VALUE!
[42 empty] | 0 | 0 | 0 | 0 | [5 empty] | 0 | [7 empty] | 0 |  |  |  |  | #VALUE!
[42 empty] | 0 | 0 | 0 | 0 | [5 empty] | 0 | [7 empty] | 0 |  |  |  |  | #VALUE!
[42 empty] | 0 | 0 | 0 | 0 | [5 empty] | 0 | [7 empty] | 0 |  |  |  |  | #VALUE!
[42 empty] | 0 | 0 | 0 | 0 | [5 empty] | 0 | [7 empty] | 0 |  |  |  |  | #VALUE!
[42 empty] | 0 | 0 | 0 | 0 | [5 empty] | 0 | [7 empty] | 0 |  |  |  |  | #VALUE!
[42 empty] | 0 | 0 | 0 | 0 | [5 empty] | 0 | [7 empty] | 0 |  |  |  |  | #VALUE!
[42 empty] | 0 | 0 | 0 | 0 | [5 empty] | 0 | [7 empty] | 0 |  |  |  |  | #VALUE!
[42 empty] | 0 | 0 | 0 | 0 | [5 empty] | 0 | [7 empty] | 0 |  |  |  |  | #VALUE!
[42 empty] | 0 | 0 | 0 | 0 | [5 empty] | 0 | [7 empty] | 0 |  |  |  |  | #VALUE!
[42 empty] | 0 | 0 | 0 | 0 | [5 empty] | 0 | [7 empty] | 0 |  |  |  |  | #VALUE!
[42 empty] | 0 | 0 | 0 | 0 | [5 empty] | 0 | [7 empty] | 0 |  |  |  |  | #VALUE!
[42 empty] | 0 | 0 | 0 | 0 | [5 empty] | 0 | [7 empty] | 0 |  |  |  |  | #VALUE!
[42 empty] | 0 | 0 | 0 | 0 | [5 empty] | 0 | [7 empty] | 0 |  |  |  |  | #VALUE!
[42 empty] | 0 | 0 | 0 | 0 | [5 empty] | 0 | [7 empty] | 0 |  |  |  |  | #VALUE!
[42 empty] | 0 | 0 | 0 | 0 | [5 empty] | 0 | [7 empty] | 0 |  |  |  |  | #VALUE!
[42 empty] | 0 | 0 | 0 | 0 | [5 empty] | 0 | [7 empty] | 0 |  |  |  |  | #VALUE!
[42 empty] | 0 | 0 | 0 | 0 | [5 empty] | 0 | [7 empty] | 0 |  |  |  |  | #VALUE!
[42 empty] | 0 | 0 | 0 | 0 | [5 empty] | 0 | [7 empty] | 0 |  |  |  |  | #VALUE!
[42 empty] | 0 | 0 | 0 | 0 | [5 empty] | 0 | [7 empty] | 0 |  |  |  |  | #VALUE!
[42 empty] | 0 | 0 | 0 | 0 | [5 empty] | 0 | [7 empty] | 0 |  |  |  |  | #VALUE!
[42 empty] | 0 | 0 | 0 | 0 | [5 empty] | 0 | [7 empty] | 0 |  |  |  |  | #VALUE!
[42 empty] | 0 | 0 | 0 | 0 | [5 empty] | 0 | [7 empty] | 0 |  |  |  |  | #VALUE!
[42 empty] | 0 | 0 | 0 | 0 | [5 empty] | 0 | [7 empty] | 0 |  |  |  |  | #VALUE!
[42 empty] | 0 | 0 | 0 | 0 | [5 empty] | 0 | [7 empty] | 0 |  |  |  |  | #VALUE!
[42 empty] | 0 | 0 | 0 | 0 | [5 empty] | 0 | [7 empty] | 0 |  |  |  |  | #VALUE!
[42 empty] | 0 | 0 | 0 | 0 | [5 empty] | 0 | [7 empty] | 0 |  |  |  |  | #VALUE!
[42 empty] | 0 | 0 | 0 | 0 | [5 empty] | 0 | [7 empty] | 0 |  |  |  |  | #VALUE!
[42 empty] | 0 | 0 | 0 | 0 | [5 empty] | 0 | [7 empty] | 0 |  |  |  |  | #VALUE!
[42 empty] | 0 | 0 | 0 | 0 | [5 empty] | 0 | [7 empty] | 0 |  |  |  |  | #VALUE!
[42 empty] | 0 | 0 | 0 | 0 | [5 empty] | 0 | [7 empty] | 0 |  |  |  |  | #VALUE!
[42 empty] | 0 | 0 | 0 | 0 | [5 empty] | 0 | [7 empty] | 0 |  |  |  |  | #VALUE!
[42 empty] | 0 | 0 | 0 | 0 | [5 empty] | 0 | [7 empty] | 0 |  |  |  |  | #VALUE!
[42 empty] | 0 | 0 | 0 | 0 | [5 empty] | 0 | [7 empty] | 0 |  |  |  |  | #VALUE!
[42 empty] | 0 | 0 | 0 | 0 | [5 empty] | 0 | [7 empty] | 0 |  |  |  |  | #VALUE!
[42 empty] | 0 | 0 | 0 | 0 | [5 empty] | 0 | [7 empty] | 0 |  |  |  |  | #VALUE!
[42 empty] | 0 | 0 | 0 | 0 | [5 empty] | 0 | [7 empty] | 0 |  |  |  |  | #VALUE!
[42 empty] | 0 | 0 | 0 | 0 | [5 empty] | 0 | [7 empty] | 0 |  |  |  |  | #VALUE!
[42 empty] | 0 | 0 | 0 | 0 | [5 empty] | 0 | [7 empty] | 0 |  |  |  |  | #VALUE!
[42 empty] | 0 | 0 | 0 | 0 | [5 empty] | 0 | [7 empty] | 0 |  |  |  |  | #VALUE!
[42 empty] | 0 | 0 | 0 | 0 | [5 empty] | 0 | [7 empty] | 0 |  |  |  |  | #VALUE!
[42 empty] | 0 | 0 | 0 | 0 | [5 empty] | 0 | [7 empty] | 0 |  |  |  |  | #VALUE!
[42 empty] | 0 | 0 | 0 | 0 | [5 empty] | 0 | [7 empty] | 0 |  |  |  |  | #VALUE!
[42 empty] | 0 | 0 | 0 | 0 | [5 empty] | 0 | [7 empty] | 0 |  |  |  |  | #VALUE!
[42 empty] | 0 | 0 | 0 | 0 | [5 empty] | 0 | [7 empty] | 0 |  |  |  |  | #VALUE!
[42 empty] | 0 | 0 | 0 | 0 | [5 empty] | 0 | [7 empty] | 0 |  |  |  |  | #VALUE!
[42 empty] | 0 | 0 | 0 | 0 | [5 empty] | 0 | [7 empty] | 0 |  |  |  |  | #VALUE!
[42 empty] | 0 | 0 | 0 | 0 | [5 empty] | 0 | [7 empty] | 0 |  |  |  |  | #VALUE!
[42 empty] | 0 | 0 | 0 | 0 | [5 empty] | 0 | [7 empty] | 0 |  |  |  |  | #VALUE!
[42 empty] | 0 | 0 | 0 | 0 | [5 empty] | 0 | [7 empty] | 0 |  |  |  |  | #VALUE!
[42 empty] | 0 | 0 | 0 | 0 | [5 empty] | 0 | [7 empty] | 0 |  |  |  |  | #VALUE!
[42 empty] | 0 | 0 | 0 | 0 | [5 empty] | 0 | [7 empty] | 0 |  |  |  |  | #VALUE!
[42 empty] | 0 | 0 | 0 | 0 | [5 empty] | 0 | [7 empty] | 0 |  |  |  |  | #VALUE!
[42 empty] | 0 | 0 | 0 | 0 | [5 empty] | 0 | [7 empty] | 0 |  |  |  |  | #VALUE!
[42 empty] | 0 | 0 | 0 | 0 | [5 empty] | 0 | [7 empty] | 0 |  |  |  |  | #VALUE!
[42 empty] | 0 | 0 | 0 | 0 | [5 empty] | 0 | [7 empty] | 0 |  |  |  |  | #VALUE!
[42 empty] | 0 | 0 | 0 | 0 | [5 empty] | 0 | [7 empty] | 0 |  |  |  |  | #VALUE!
[42 empty] | 0 | 0 | 0 | 0 | [5 empty] | 0 | [7 empty] | 0 |  |  |  |  | #VALUE!
[42 empty] | 0 | 0 | 0 | 0 | [5 empty] | 0 | [7 empty] | 0 |  |  |  |  | #VALUE!
[42 empty] | 0 | 0 | 0 | 0 | [5 empty] | 0 | [7 empty] | 0 |  |  |  |  | #VALUE!
[42 empty] | 0 | 0 | 0 | 0 | [5 empty] | 0 | [7 empty] | 0 |  |  |  |  | #VALUE!
[42 empty] | 0 | 0 | 0 | 0 | [5 empty] | 0 | [7 empty] | 0 |  |  |  |  | #VALUE!
[42 empty] | 0 | 0 | 0 | 0 | [5 empty] | 0 | [7 empty] | 0 |  |  |  |  | #VALUE!
[42 empty] | 0 | 0 | 0 | 0 | [5 empty] | 0 | [7 empty] | 0 |  |  |  |  | #VALUE!
[42 empty] | 0 | 0 | 0 | 0 | [5 empty] | 0 | [7 empty] | 0 |  |  |  |  | #VALUE!
[42 empty] | 0 | 0 | 0 | 0 | [5 empty] | 0 | [7 empty] | 0 |  |  |  |  | #VALUE!
[42 empty] | 0 | 0 | 0 | 0 | [5 empty] | 0 | [7 empty] | 0 |  |  |  |  | #VALUE!
[42 empty] | 0 | 0 | 0 | 0 | [5 empty] | 0 | [7 empty] | 0 |  |  |  |  | #VALUE!
[42 empty] | 0 | 0 | 0 | 0 | [5 empty] | 0 | [7 empty] | 0 |  |  |  |  | #VALUE!
[42 empty] | 0 | 0 | 0 | 0 | [5 empty] | 0 | [7 empty] | 0 |  |  |  |  | #VALUE!
[42 empty] | 0 | 0 | 0 | 0 | [5 empty] | 0 | [7 empty] | 0 |  |  |  |  | #VALUE!
[42 empty] | 0 | 0 | 0 | 0 | [5 empty] | 0 | [7 empty] | 0 |  |  |  |  | #VALUE!
[42 empty] | 0 | 0 | 0 | 0 | [5 empty] | 0 | [7 empty] | 0 |  |  |  |  | #VALUE!
[42 empty] | 0 | 0 | 0 | 0 | [5 empty] | 0 | [7 empty] | 0 |  |  |  |  | #VALUE!
[42 empty] | 0 | 0 | 0 | 0 | [5 empty] | 0 | [7 empty] | 0 |  |  |  |  | #VALUE!
[42 empty] | 0 | 0 | 0 | 0 | [5 empty] | 0 | [7 empty] | 0 |  |  |  |  | #VALUE!
[42 empty] | 0 | 0 | 0 | 0 | [5 empty] | 0 | [7 empty] | 0 |  |  |  |  | #VALUE!
[42 empty] | 0 | 0 | 0 | 0 | [5 empty] | 0 | [7 empty] | 0 |  |  |  |  | #VALUE!
[42 empty] | 0 | 0 | 0 | 0 | [5 empty] | 0 | [7 empty] | 0 |  |  |  |  | #VALUE!
[42 empty] | 0 | 0 | 0 | 0 | [5 empty] | 0 | [7 empty] | 0 |  |  |  |  | #VALUE!
[42 empty] | 0 | 0 | 0 | 0 | [5 empty] | 0 | [7 empty] | 0 |  |  |  |  | #VALUE!
[42 empty] | 0 | 0 | 0 | 0 | [5 empty] | 0 | [7 empty] | 0 |  |  |  |  | #VALUE!
[42 empty] | 0 | 0 | 0 | 0 | [5 empty] | 0 | [7 empty] | 0 |  |  |  |  | #VALUE!
[42 empty] | 0 | 0 | 0 | 0 | [5 empty] | 0 | [7 empty] | 0 |  |  |  |  | #VALUE!
[42 empty] | 0 | 0 | 0 | 0 | [5 empty] | 0 | [7 empty] | 0 |  |  |  |  | #VALUE!
[42 empty] | 0 | 0 | 0 | 0 | [5 empty] | 0 | [7 empty] | 0 |  |  |  |  | #VALUE!
[42 empty] | 0 | 0 | 0 | 0 | [5 empty] | 0 | [7 empty] | 0 |  |  |  |  | #VALUE!
[42 empty] | 0 | 0 | 0 | 0 | [5 empty] | 0 | [7 empty] | 0 |  |  |  |  | #VALUE!
[42 empty] | 0 | 0 | 0 | 0 | [5 empty] | 0 | [7 empty] | 0 |  |  |  |  | #VALUE!
[42 empty] | 0 | 0 | 0 | 0 | [5 empty] | 0 | [7 empty] | 0 |  |  |  |  | #VALUE!
[42 empty] | 0 | 0 | 0 | 0 | [5 empty] | 0 | [7 empty] | 0 |  |  |  |  | #VALUE!
[42 empty] | 0 | 0 | 0 | 0 | [5 empty] | 0 | [7 empty] | 0 |  |  |  |  | #VALUE!
[42 empty] | 0 | 0 | 0 | 0 | [5 empty] | 0 | [7 empty] | 0 |  |  |  |  | #VALUE!
[42 empty] | 0 | 0 | 0 | 0 | [5 empty] | 0 | [7 empty] | 0 |  |  |  |  | #VALUE!
[42 empty] | 0 | 0 | 0 | 0 | [5 empty] | 0 | [7 empty] | 0 |  |  |  |  | #VALUE!
[42 empty] | 0 | 0 | 0 | 0 | [5 empty] | 0 | [7 empty] | 0 |  |  |  |  | #VALUE!
[42 empty] | 0 | 0 | 0 | 0 | [5 empty] | 0 | [7 empty] | 0 |  |  |  |  | #VALUE!
[42 empty] | 0 | 0 | 0 | 0 | [5 empty] | 0 | [7 empty] | 0 |  |  |  |  | #VALUE!
[42 empty] | 0 | 0 | 0 | 0 | [5 empty] | 0 | [7 empty] | 0 |  |  |  |  | #VALUE!
[42 empty] | 0 | 0 | 0 | 0 | [5 empty] | 0 | [7 empty] | 0 |  |  |  |  | #VALUE!
[42 empty] | 0 | 0 | 0 | 0 | [5 empty] | 0 | [7 empty] | 0 |  |  |  |  | #VALUE!
[42 empty] | 0 | 0 | 0 | 0 | [5 empty] | 0 | [7 empty] | 0 |  |  |  |  | #VALUE!
[42 empty] | 0 | 0 | 0 | 0 | [5 empty] | 0 | [7 empty] | 0 |  |  |  |  | #VALUE!
[42 empty] | 0 | 0 | 0 | 0 | [5 empty] | 0 | [7 empty] | 0 |  |  |  |  | #VALUE!
[42 empty] | 0 | 0 | 0 | 0 | [5 empty] | 0 | [7 empty] | 0 |  |  |  |  | #VALUE!
[42 empty] | 0 | 0 | 0 | 0 | [5 empty] | 0 | [7 empty] | 0 |  |  |  |  | #VALUE!
[42 empty] | 0 | 0 | 0 | 0 | [5 empty] | 0 | [7 empty] | 0 |  |  |  |  | #VALUE!
[42 empty] | 0 | 0 | 0 | 0 | [5 empty] | 0 | [7 empty] | 0 |  |  |  |  | #VALUE!
[42 empty] | 0 | 0 | 0 | 0 | [5 empty] | 0 | [7 empty] | 0 |  |  |  |  | #VALUE!
[42 empty] | 0 | 0 | 0 | 0 | [5 empty] | 0 | [7 empty] | 0 |  |  |  |  | #VALUE!
[42 empty] | 0 | 0 | 0 | 0 | [5 empty] | 0 | [7 empty] | 0 |  |  |  |  | #VALUE!
[42 empty] | 0 | 0 | 0 | 0 | [5 empty] | 0 | [7 empty] | 0 |  |  |  |  | #VALUE!
[42 empty] | 0 | 0 | 0 | 0 | [5 empty] | 0 | [7 empty] | 0 |  |  |  |  | #VALUE!
[42 empty] | 0 | 0 | 0 | 0 | [5 empty] | 0 | [7 empty] | 0 |  |  |  |  | #VALUE!
[42 empty] | 0 | 0 | 0 | 0 | [5 empty] | 0 | [7 empty] | 0 |  |  |  |  | #VALUE!
[42 empty] | 0 | 0 | 0 | 0 | [5 empty] | 0 | [7 empty] | 0 |  |  |  |  | #VALUE!
[42 empty] | 0 | 0 | 0 | 0 | [5 empty] | 0 | [7 empty] | 0 |  |  |  |  | #VALUE!
[42 empty] | 0 | 0 | 0 | 0 | [5 empty] | 0 | [7 empty] | 0 |  |  |  |  | #VALUE!
[42 empty] | 0 | 0 | 0 | 0 | [5 empty] | 0 | [7 empty] | 0 |  |  |  |  | #VALUE!
[42 empty] | 0 | 0 | 0 | 0 | [5 empty] | 0 | [7 empty] | 0 |  |  |  |  | #VALUE!
[42 empty] | 0 | 0 | 0 | 0 | [5 empty] | 0 | [7 empty] | 0 |  |  |  |  | #VALUE!
[42 empty] | 0 | 0 | 0 | 0 | [5 empty] | 0 | [7 empty] | 0 |  |  |  |  | #VALUE!
[42 empty] | 0 | 0 | 0 | 0 | [5 empty] | 0 | [7 empty] | 0 |  |  |  |  | #VALUE!
[42 empty] | 0 | 0 | 0 | 0 | [5 empty] | 0 | [7 empty] | 0 |  |  |  |  | #VALUE!
[42 empty] | 0 | 0 | 0 | 0 | [5 empty] | 0 | [7 empty] | 0 |  |  |  |  | #VALUE!
[42 empty] | 0 | 0 | 0 | 0 | [5 empty] | 0 | [7 empty] | 0 |  |  |  |  | #VALUE!
[42 empty] | 0 | 0 | 0 | 0 | [5 empty] | 0 | [7 empty] | 0 |  |  |  |  | #VALUE!
[42 empty] | 0 | 0 | 0 | 0 | [5 empty] | 0 | [7 empty] | 0 |  |  |  |  | #VALUE!
[42 empty] | 0 | 0 | 0 | 0 | [5 empty] | 0 | [7 empty] | 0 |  |  |  |  | #VALUE!
[42 empty] | 0 | 0 | 0 | 0 | [5 empty] | 0 | [7 empty] | 0 |  |  |  |  | #VALUE!
[42 empty] | 0 | 0 | 0 | 0 | [5 empty] | 0 | [7 empty] | 0 |  |  |  |  | #VALUE!
[42 empty] | 0 | 0 | 0 | 0 | [5 empty] | 0 | [7 empty] | 0 |  |  |  |  | #VALUE!
[42 empty] | 0 | 0 | 0 | 0 | [5 empty] | 0 | [7 empty] | 0 |  |  |  |  | #VALUE!
[42 empty] | 0 | 0 | 0 | 0 | [5 empty] | 0 | [7 empty] | 0 |  |  |  |  | #VALUE!
[42 empty] | 0 | 0 | 0 | 0 | [5 empty] | 0 | [7 empty] | 0 |  |  |  |  | #VALUE!
[42 empty] | 0 | 0 | 0 | 0 | [5 empty] | 0 | [7 empty] | 0 |  |  |  |  | #VALUE!
[42 empty] | 0 | 0 | 0 | 0 | [5 empty] | 0 | [7 empty] | 0 |  |  |  |  | #VALUE!
[42 empty] | 0 | 0 | 0 | 0 | [5 empty] | 0 | [7 empty] | 0 |  |  |  |  | #VALUE!
[42 empty] | 0 | 0 | 0 | 0 | [5 empty] | 0 | [7 empty] | 0 |  |  |  |  | #VALUE!
[42 empty] | 0 | 0 | 0 | 0 | [5 empty] | 0 | [7 empty] | 0 |  |  |  |  | #VALUE!
[42 empty] | 0 | 0 | 0 | 0 | [5 empty] | 0 | [7 empty] | 0 |  |  |  |  | #VALUE!
[42 empty] | 0 | 0 | 0 | 0 | [5 empty] | 0 | [7 empty] | 0 |  |  |  |  | #VALUE!
[42 empty] | 0 | 0 | 0 | 0 | [5 empty] | 0 | [7 empty] | 0 |  |  |  |  | #VALUE!
[42 empty] | 0 | 0 | 0 | 0 | [5 empty] | 0 | [7 empty] | 0 |  |  |  |  | #VALUE!
[42 empty] | 0 | 0 | 0 | 0 | [5 empty] | 0 | [7 empty] | 0 |  |  |  |  | #VALUE!
[42 empty] | 0 | 0 | 0 | 0 | [5 empty] | 0 | [7 empty] | 0 |  |  |  |  | #VALUE!
[42 empty] | 0 | 0 | 0 | 0 | [5 empty] | 0 | [7 empty] | 0 |  |  |  |  | #VALUE!
[42 empty] | 0 | 0 | 0 | 0 | [5 empty] | 0 | [7 empty] | 0 |  |  |  |  | #VALUE!
[42 empty] | 0 | 0 | 0 | 0 | [5 empty] | 0 | [7 empty] | 0 |  |  |  |  | #VALUE!
[42 empty] | 0 | 0 | 0 | 0 | [5 empty] | 0 | [7 empty] | 0 |  |  |  |  | #VALUE!
[42 empty] | 0 | 0 | 0 | 0 | [5 empty] | 0 | [7 empty] | 0 |  |  |  |  | #VALUE!
[42 empty] | 0 | 0 | 0 | 0 | [5 empty] | 0 | [7 empty] | 0 |  |  |  |  | #VALUE!
[42 empty] | 0 | 0 | 0 | 0 | [5 empty] | 0 | [7 empty] | 0 |  |  |  |  | #VALUE!
[42 empty] | 0 | 0 | 0 | 0 | [5 empty] | 0 | [7 empty] | 0 |  |  |  |  | #VALUE!
[42 empty] | 0 | 0 | 0 | 0 | [5 empty] | 0 | [7 empty] | 0 |  |  |  |  | #VALUE!
[42 empty] | 0 | 0 | 0 | 0 | [5 empty] | 0 | [7 empty] | 0 |  |  |  |  | #VALUE!
[42 empty] | 0 | 0 | 0 | 0 | [5 empty] | 0 | [7 empty] | 0 |  |  |  |  | #VALUE!
[42 empty] | 0 | 0 | 0 | 0 | [5 empty] | 0 | [7 empty] | 0 |  |  |  |  | #VALUE!
[42 empty] | 0 | 0 | 0 | 0 | [5 empty] | 0 | [7 empty] | 0 |  |  |  |  | #VALUE!
[42 empty] | 0 | 0 | 0 | 0 | [5 empty] | 0 | [7 empty] | 0 |  |  |  |  | #VALUE!
[42 empty] | 0 | 0 | 0 | 0 | [5 empty] | 0 | [7 empty] | 0 |  |  |  |  | #VALUE!
[42 empty] | 0 | 0 | 0 | 0 | [5 empty] | 0 | [7 empty] | 0 |  |  |  |  | #VALUE!
[42 empty] | 0 | 0 | 0 | 0 | [5 empty] | 0 | [7 empty] | 0 |  |  |  |  | #VALUE!
[42 empty] | 0 | 0 | 0 | 0 | [5 empty] | 0 | [7 empty] | 0 |  |  |  |  | #VALUE!
[42 empty] | 0 | 0 | 0 | 0 | [5 empty] | 0 | [7 empty] | 0 |  |  |  |  | #VALUE!
[42 empty] | 0 | 0 | 0 | 0 | [5 empty] | 0 | [7 empty] | 0 |  |  |  |  | #VALUE!
[42 empty] | 0 | 0 | 0 | 0 | [5 empty] | 0 | [7 empty] | 0 |  |  |  |  | #VALUE!
[42 empty] | 0 | 0 | 0 | 0 | [5 empty] | 0 | [7 empty] | 0 |  |  |  |  | #VALUE!
[42 empty] | 0 | 0 | 0 | 0 | [5 empty] | 0 | [7 empty] | 0 |  |  |  |  | #VALUE!
[42 empty] | 0 | 0 | 0 | 0 | [5 empty] | 0 | [7 empty] | 0 |  |  |  |  | #VALUE!
[42 empty] | 0 | 0 | 0 | 0 | [5 empty] | 0 | [7 empty] | 0 |  |  |  |  | #VALUE!
[42 empty] | 0 | 0 | 0 | 0 | [5 empty] | 0 | [7 empty] | 0 |  |  |  |  | #VALUE!
[42 empty] | 0 | 0 | 0 | 0 | [5 empty] | 0 | [7 empty] | 0 |  |  |  |  | #VALUE!
[42 empty] | 0 | 0 | 0 | 0 | [5 empty] | 0 | [7 empty] | 0 |  |  |  |  | #VALUE!
[42 empty] | 0 | 0 | 0 | 0 | [5 empty] | 0 | [7 empty] | 0 |  |  |  |  | #VALUE!
[42 empty] | 0 | 0 | 0 | 0 | [5 empty] | 0 | [7 empty] | 0 |  |  |  |  | #VALUE!
[42 empty] | 0 | 0 | 0 | 0 | [5 empty] | 0 | [7 empty] | 0 |  |  |  |  | #VALUE!
[42 empty] | 0 | 0 | 0 | 0 | [5 empty] | 0 | [7 empty] | 0 |  |  |  |  | #VALUE!
[42 empty] | 0 | 0 | 0 | 0 | [5 empty] | 0 | [7 empty] | 0 |  |  |  |  | #VALUE!
[42 empty] | 0 | 0 | 0 | 0 | [5 empty] | 0 | [7 empty] | 0 |  |  |  |  | #VALUE!
[42 empty] | 0 | 0 | 0 | 0 | [5 empty] | 0 | [7 empty] | 0 |  |  |  |  | #VALUE!
[42 empty] | 0 | 0 | 0 | 0 | [5 empty] | 0 | [7 empty] | 0 |  |  |  |  | #VALUE!
[42 empty] | 0 | 0 | 0 | 0 | [5 empty] | 0 | [7 empty] | 0 |  |  |  |  | #VALUE!
[42 empty] | 0 | 0 | 0 | 0 | [5 empty] | 0 | [7 empty] | 0 |  |  |  |  | #VALUE!
[42 empty] | 0 | 0 | 0 | 0 | [5 empty] | 0 | [7 empty] | 0 |  |  |  |  | #VALUE!
[42 empty] | 0 | 0 | 0 | 0 | [5 empty] | 0 | [7 empty] | 0 |  |  |  |  | #VALUE!
[42 empty] | 0 | 0 | 0 | 0 | [5 empty] | 0 | [7 empty] | 0 |  |  |  |  | #VALUE!
[42 empty] | 0 | 0 | 0 | 0 | [5 empty] | 0 | [7 empty] | 0 |  |  |  |  | #VALUE!
[42 empty] | 0 | 0 | 0 | 0 | [5 empty] | 0 | [7 empty] | 0 |  |  |  |  | #VALUE!
[42 empty] | 0 | 0 | 0 | 0 | [5 empty] | 0 | [7 empty] | 0 |  |  |  |  | #VALUE!
[42 empty] | 0 | 0 | 0 | 0 | [5 empty] | 0 | [7 empty] | 0 |  |  |  |  | #VALUE!
[42 empty] | 0 | 0 | 0 | 0 | [5 empty] | 0 | [7 empty] | 0 |  |  |  |  | #VALUE!
[42 empty] | 0 | 0 | 0 | 0 | [5 empty] | 0 | [7 empty] | 0 |  |  |  |  | #VALUE!
[42 empty] | 0 | 0 | 0 | 0 | [5 empty] | 0 | [7 empty] | 0 |  |  |  |  | #VALUE!
[42 empty] | 0 | 0 | 0 | 0 | [5 empty] | 0 | [7 empty] | 0 |  |  |  |  | #VALUE!
[42 empty] | 0 | 0 | 0 | 0 | [5 empty] | 0 | [7 empty] | 0 |  |  |  |  | #VALUE!
[42 empty] | 0 | 0 | 0 | 0 | [5 empty] | 0 | [7 empty] | 0 |  |  |  |  | #VALUE!
[42 empty] | 0 | 0 | 0 | 0 | [5 empty] | 0 | [7 empty] | 0 |  |  |  |  | #VALUE!
[42 empty] | 0 | 0 | 0 | 0 | [5 empty] | 0 | [7 empty] | 0 |  |  |  |  | #VALUE!
[42 empty] | 0 | 0 | 0 | 0 | [5 empty] | 0 | [7 empty] | 0 |  |  |  |  | #VALUE!
[42 empty] | 0 | 0 | 0 | 0 | [5 empty] | 0 | [7 empty] | 0 |  |  |  |  | #VALUE!
[42 empty] | 0 | 0 | 0 | 0 | [5 empty] | 0 | [7 empty] | 0 |  |  |  |  | #VALUE!
[42 empty] | 0 | 0 | 0 | 0 | [5 empty] | 0 | [7 empty] | 0 |  |  |  |  | #VALUE!
[42 empty] | 0 | 0 | 0 | 0 | [5 empty] | 0 | [7 empty] | 0 |  |  |  |  | #VALUE!
[42 empty] | 0 | 0 | 0 | 0 | [5 empty] | 0 | [7 empty] | 0 |  |  |  |  | #VALUE!
[42 empty] | 0 | 0 | 0 | 0 | [5 empty] | 0 | [7 empty] | 0 |  |  |  |  | #VALUE!
[42 empty] | 0 | 0 | 0 | 0 | [5 empty] | 0 | [7 empty] | 0 |  |  |  |  | #VALUE!
[42 empty] | 0 | 0 | 0 | 0 | [5 empty] | 0 | [7 empty] | 0 |  |  |  |  | #VALUE!
[42 empty] | 0 | 0 | 0 | 0 | [5 empty] | 0 | [7 empty] | 0 |  |  |  |  | #VALUE!
[42 empty] | 0 | 0 | 0 | 0 | [5 empty] | 0 | [7 empty] | 0 |  |  |  |  | #VALUE!
[42 empty] | 0 | 0 | 0 | 0 | [5 empty] | 0 | [7 empty] | 0 |  |  |  |  | #VALUE!
[42 empty] | 0 | 0 | 0 | 0 | [5 empty] | 0 | [7 empty] | 0 |  |  |  |  | #VALUE!
[42 empty] | 0 | 0 | 0 | 0 | [5 empty] | 0 | [7 empty] | 0 |  |  |  |  | #VALUE!
[42 empty] | 0 | 0 | 0 | 0 | [5 empty] | 0 | [7 empty] | 0 |  |  |  |  | #VALUE!
[42 empty] | 0 | 0 | 0 | 0 | [5 empty] | 0 | [7 empty] | 0 |  |  |  |  | #VALUE!
[42 empty] | 0 | 0 | 0 | 0 | [5 empty] | 0 | [7 empty] | 0 |  |  |  |  | #VALUE!
[42 empty] | 0 | 0 | 0 | 0 | [5 empty] | 0 | [7 empty] | 0 |  |  |  |  | #VALUE!
[42 empty] | 0 | 0 | 0 | 0 | [5 empty] | 0 | [7 empty] | 0 |  |  |  |  | #VALUE!
[42 empty] | 0 | 0 | 0 | 0 | [5 empty] | 0 | [7 empty] | 0 |  |  |  |  | #VALUE!
[42 empty] | 0 | 0 | 0 | 0 | [5 empty] | 0 | [7 empty] | 0 |  |  |  |  | #VALUE!
[42 empty] | 0 | 0 | 0 | 0 | [5 empty] | 0 | [7 empty] | 0 |  |  |  |  | #VALUE!
[42 empty] | 0 | 0 | 0 | 0 | [5 empty] | 0 | [7 empty] | 0 |  |  |  |  | #VALUE!
[42 empty] | 0 | 0 | 0 | 0 | [5 empty] | 0 | [7 empty] | 0 |  |  |  |  | #VALUE!
[42 empty] | 0 | 0 | 0 | 0 | [5 empty] | 0 | [7 empty] | 0 |  |  |  |  | #VALUE!
[42 empty] | 0 | 0 | 0 | 0 | [5 empty] | 0 | [7 empty] | 0 |  |  |  |  | #VALUE!
[42 empty] | 0 | 0 | 0 | 0 | [5 empty] | 0 | [7 empty] | 0 |  |  |  |  | #VALUE!
[42 empty] | 0 | 0 | 0 | 0 | [5 empty] | 0 | [7 empty] | 0 |  |  |  |  | #VALUE!
[42 empty] | 0 | 0 | 0 | 0 | [5 empty] | 0 | [7 empty] | 0 |  |  |  |  | #VALUE!
[42 empty] | 0 | 0 | 0 | 0 | [5 empty] | 0 | [7 empty] | 0 |  |  |  |  | #VALUE!
[42 empty] | 0 | 0 | 0 | 0 | [5 empty] | 0 | [7 empty] | 0 |  |  |  |  | #VALUE!
[42 empty] | 0 | 0 | 0 | 0 | [5 empty] | 0 | [7 empty] | 0 |  |  |  |  | #VALUE!
[42 empty] | 0 | 0 | 0 | 0 | [5 empty] | 0 | [7 empty] | 0 |  |  |  |  | #VALUE!
[42 empty] | 0 | 0 | 0 | 0 | [5 empty] | 0 | [7 empty] | 0 |  |  |  |  | #VALUE!
[42 empty] | 0 | 0 | 0 | 0 | [5 empty] | 0 | [7 empty] | 0 |  |  |  |  | #VALUE!
[42 empty] | 0 | 0 | 0 | 0 | [5 empty] | 0 | [7 empty] | 0 |  |  |  |  | #VALUE!
[42 empty] | 0 | 0 | 0 | 0 | [5 empty] | 0 | [7 empty] | 0 |  |  |  |  | #VALUE!
[42 empty] | 0 | 0 | 0 | 0 | [5 empty] | 0 | [7 empty] | 0 |  |  |  |  | #VALUE!
[42 empty] | 0 | 0 | 0 | 0 | [5 empty] | 0 | [7 empty] | 0 |  |  |  |  | #VALUE!
[42 empty] | 0 | 0 | 0 | 0 | [5 empty] | 0 | [7 empty] | 0 |  |  |  |  | #VALUE!
[42 empty] | 0 | 0 | 0 | 0 | [5 empty] | 0 | [7 empty] | 0 |  |  |  |  | #VALUE!
[42 empty] | 0 | 0 | 0 | 0 | [5 empty] | 0 | [7 empty] | 0 |  |  |  |  | #VALUE!
[42 empty] | 0 | 0 | 0 | 0 | [5 empty] | 0 | [7 empty] | 0 |  |  |  |  | #VALUE!
[42 empty] | 0 | 0 | 0 | 0 | [5 empty] | 0 | [7 empty] | 0 |  |  |  |  | #VALUE!
[42 empty] | 0 | 0 | 0 | 0 | [5 empty] | 0 | [7 empty] | 0 |  |  |  |  | #VALUE!
[42 empty] | 0 | 0 | 0 | 0 | [5 empty] | 0 | [7 empty] | 0 |  |  |  |  | #VALUE!
[42 empty] | 0 | 0 | 0 | 0 | [5 empty] | 0 | [7 empty] | 0 |  |  |  |  | #VALUE!
[42 empty] | 0 | 0 | 0 | 0 | [5 empty] | 0 | [7 empty] | 0 |  |  |  |  | #VALUE!
[42 empty] | 0 | 0 | 0 | 0 | [5 empty] | 0 | [7 empty] | 0 |  |  |  |  | #VALUE!
[42 empty] | 0 | 0 | 0 | 0 | [5 empty] | 0 | [7 empty] | 0 |  |  |  |  | #VALUE!
[42 empty] | 0 | 0 | 0 | 0 | [5 empty] | 0 | [7 empty] | 0 |  |  |  |  | #VALUE!
[42 empty] | 0 | 0 | 0 | 0 | [5 empty] | 0 | [7 empty] | 0 |  |  |  |  | #VALUE!
[42 empty] | 0 | 0 | 0 | 0 | [5 empty] | 0 | [7 empty] | 0 |  |  |  |  | #VALUE!
[42 empty] | 0 | 0 | 0 | 0 | [5 empty] | 0 | [7 empty] | 0 |  |  |  |  | #VALUE!
[42 empty] | 0 | 0 | 0 | 0 | [5 empty] | 0 | [7 empty] | 0 |  |  |  |  | #VALUE!
[42 empty] | 0 | 0 | 0 | 0 | [5 empty] | 0 | [7 empty] | 0 |  |  |  |  | #VALUE!
[42 empty] | 0 | 0 | 0 | 0 | [5 empty] | 0 | [7 empty] | 0 |  |  |  |  | #VALUE!
[42 empty] | 0 | 0 | 0 | 0 | [5 empty] | 0 | [7 empty] | 0 |  |  |  |  | #VALUE!
[42 empty] | 0 | 0 | 0 | 0 | [5 empty] | 0 | [7 empty] | 0 |  |  |  |  | #VALUE!
[42 empty] | 0 | 0 | 0 | 0 | [5 empty] | 0 | [7 empty] | 0 |  |  |  |  | #VALUE!
[42 empty] | 0 | 0 | 0 | 0 | [5 empty] | 0 | [7 empty] | 0 |  |  |  |  | #VALUE!
[42 empty] | 0 | 0 | 0 | 0 | [5 empty] | 0 | [7 empty] | 0 |  |  |  |  | #VALUE!
[42 empty] | 0 | 0 | 0 | 0 | [5 empty] | 0 | [7 empty] | 0 |  |  |  |  | #VALUE!
[42 empty] | 0 | 0 | 0 | 0 | [5 empty] | 0 | [7 empty] | 0 |  |  |  |  | #VALUE!
[42 empty] | 0 | 0 | 0 | 0 | [5 empty] | 0 | [7 empty] | 0 |  |  |  |  | #VALUE!
[42 empty] | 0 | 0 | 0 | 0 | [5 empty] | 0 | [7 empty] | 0 |  |  |  |  | #VALUE!
[42 empty] | 0 | 0 | 0 | 0 | [5 empty] | 0 | [7 empty] | 0 |  |  |  |  | #VALUE!
[42 empty] | 0 | 0 | 0 | 0 | [5 empty] | 0 | [7 empty] | 0 |  |  |  |  | #VALUE!
[42 empty] | 0 | 0 | 0 | 0 | [5 empty] | 0 | [7 empty] | 0 |  |  |  |  | #VALUE!
[42 empty] | 0 | 0 | 0 | 0 | [5 empty] | 0 | [7 empty] | 0 |  |  |  |  | #VALUE!
[42 empty] | 0 | 0 | 0 | 0 | [5 empty] | 0 | [7 empty] | 0 |  |  |  |  | #VALUE!
[42 empty] | 0 | 0 | 0 | 0 | [5 empty] | 0 | [7 empty] | 0 |  |  |  |  | #VALUE!
[42 empty] | 0 | 0 | 0 | 0 | [5 empty] | 0 | [7 empty] | 0 |  |  |  |  | #VALUE!
[42 empty] | 0 | 0 | 0 | 0 | [5 empty] | 0 | [7 empty] | 0 |  |  |  |  | #VALUE!
[42 empty] | 0 | 0 | 0 | 0 | [5 empty] | 0 | [7 empty] | 0 |  |  |  |  | #VALUE!
[42 empty] | 0 | 0 | 0 | 0 | [5 empty] | 0 | [7 empty] | 0 |  |  |  |  | #VALUE!
[42 empty] | 0 | 0 | 0 | 0 | [5 empty] | 0 | [7 empty] | 0 |  |  |  |  | #VALUE!
[42 empty] | 0 | 0 | 0 | 0 | [5 empty] | 0 | [7 empty] | 0 |  |  |  |  | #VALUE!
[42 empty] | 0 | 0 | 0 | 0 | [5 empty] | 0 | [7 empty] | 0 |  |  |  |  | #VALUE!
[42 empty] | 0 | 0 | 0 | 0 | [5 empty] | 0 | [7 empty] | 0 |  |  |  |  | #VALUE!
[42 empty] | 0 | 0 | 0 | 0 | [5 empty] | 0 | [7 empty] | 0 |  |  |  |  | #VALUE!
[42 empty] | 0 | 0 | 0 | 0 | [5 empty] | 0 | [7 empty] | 0 |  |  |  |  | #VALUE!
[42 empty] | 0 | 0 | 0 | 0 | [5 empty] | 0 | [7 empty] | 0 |  |  |  |  | #VALUE!
[42 empty] | 0 | 0 | 0 | 0 | [5 empty] | 0 | [7 empty] | 0 |  |  |  |  | #VALUE!
[42 empty] | 0 | 0 | 0 | 0 | [5 empty] | 0 | [7 empty] | 0 |  |  |  |  | #VALUE!
[42 empty] | 0 | 0 | 0 | 0 | [5 empty] | 0 | [7 empty] | 0 |  |  |  |  | #VALUE!
[42 empty] | 0 | 0 | 0 | 0 | [5 empty] | 0 | [7 empty] | 0 |  |  |  |  | #VALUE!
[42 empty] | 0 | 0 | 0 | 0 | [5 empty] | 0 | [7 empty] | 0 |  |  |  |  | #VALUE!
[42 empty] | 0 | 0 | 0 | 0 | [5 empty] | 0 | [7 empty] | 0 |  |  |  |  | #VALUE!
[42 empty] | 0 | 0 | 0 | 0 | [5 empty] | 0 | [7 empty] | 0 |  |  |  |  | #VALUE!
[42 empty] | 0 | 0 | 0 | 0 | [5 empty] | 0 | [7 empty] | 0 |  |  |  |  | #VALUE!
[42 empty] | 0 | 0 | 0 | 0 | [5 empty] | 0 | [7 empty] | 0 |  |  |  |  | #VALUE!
[42 empty] | 0 | 0 | 0 | 0 | [5 empty] | 0 | [7 empty] | 0 |  |  |  |  | #VALUE!
[42 empty] | 0 | 0 | 0 | 0 | [5 empty] | 0 | [7 empty] | 0 |  |  |  |  | #VALUE!
[42 empty] | 0 | 0 | 0 | 0 | [5 empty] | 0 | [7 empty] | 0 |  |  |  |  | #VALUE!
[42 empty] | 0 | 0 | 0 | 0 | [5 empty] | 0 | [7 empty] | 0 |  |  |  |  | #VALUE!
[42 empty] | 0 | 0 | 0 | 0 | [5 empty] | 0 | [7 empty] | 0 |  |  |  |  | #VALUE!
[42 empty] | 0 | 0 | 0 | 0 | [5 empty] | 0 | [7 empty] | 0 |  |  |  |  | #VALUE!
[42 empty] | 0 | 0 | 0 | 0 | [5 empty] | 0 | [7 empty] | 0 |  |  |  |  | #VALUE!
[42 empty] | 0 | 0 | 0 | 0 | [5 empty] | 0 | [7 empty] | 0 |  |  |  |  | #VALUE!
[42 empty] | 0 | 0 | 0 | 0 | [5 empty] | 0 | [7 empty] | 0 |  |  |  |  | #VALUE!
[42 empty] | 0 | 0 | 0 | 0 | [5 empty] | 0 | [7 empty] | 0 |  |  |  |  | #VALUE!
[42 empty] | 0 | 0 | 0 | 0 | [5 empty] | 0 | [7 empty] | 0 |  |  |  |  | #VALUE!
[42 empty] | 0 | 0 | 0 | 0 | [5 empty] | 0 | [7 empty] | 0 |  |  |  |  | #VALUE!
[42 empty] | 0 | 0 | 0 | 0 | [5 empty] | 0 | [7 empty] | 0 |  |  |  |  | #VALUE!
[42 empty] | 0 | 0 | 0 | 0 | [5 empty] | 0 | [7 empty] | 0 |  |  |  |  | #VALUE!
[42 empty] | 0 | 0 | 0 | 0 | [5 empty] | 0 | [7 empty] | 0 |  |  |  |  | #VALUE!
[42 empty] | 0 | 0 | 0 | 0 | [5 empty] | 0 | [7 empty] | 0 |  |  |  |  | #VALUE!
[42 empty] | 0 | 0 | 0 | 0 | [5 empty] | 0 | [7 empty] | 0 |  |  |  |  | #VALUE!
[42 empty] | 0 | 0 | 0 | 0 | [5 empty] | 0 | [7 empty] | 0 |  |  |  |  | #VALUE!
[42 empty] | 0 | 0 | 0 | 0 | [5 empty] | 0 | [7 empty] | 0 |  |  |  |  | #VALUE!
[42 empty] | 0 | 0 | 0 | 0 | [5 empty] | 0 | [7 empty] | 0 |  |  |  |  | #VALUE!
[42 empty] | 0 | 0 | 0 | 0 | [5 empty] | 0 | [7 empty] | 0 |  |  |  |  | #VALUE!
[42 empty] | 0 | 0 | 0 | 0 | [5 empty] | 0 | [7 empty] | 0 |  |  |  |  | #VALUE!
[42 empty] | 0 | 0 | 0 | 0 | [5 empty] | 0 | [7 empty] | 0 |  |  |  |  | #VALUE!
[42 empty] | 0 | 0 | 0 | 0 | [5 empty] | 0 | [7 empty] | 0 |  |  |  |  | #VALUE!
[42 empty] | 0 | 0 | 0 | 0 | [5 empty] | 0 | [7 empty] | 0 |  |  |  |  | #VALUE!
[42 empty] | 0 | 0 | 0 | 0 | [5 empty] | 0 | [7 empty] | 0 |  |  |  |  | #VALUE!
[42 empty] | 0 | 0 | 0 | 0 | [5 empty] | 0 | [7 empty] | 0 |  |  |  |  | #VALUE!
[42 empty] | 0 | 0 | 0 | 0 | [5 empty] | 0 | [7 empty] | 0 |  |  |  |  | #VALUE!
[42 empty] | 0 | 0 | 0 | 0 | [5 empty] | 0 | [7 empty] | 0 |  |  |  |  | #VALUE!
[42 empty] | 0 | 0 | 0 | 0 | [5 empty] | 0 | [7 empty] | 0 |  |  |  |  | #VALUE!
[42 empty] | 0 | 0 | 0 | 0 | [5 empty] | 0 | [7 empty] | 0 |  |  |  |  | #VALUE!
[42 empty] | 0 | 0 | 0 | 0 | [5 empty] | 0 | [7 empty] | 0 |  |  |  |  | #VALUE!
[42 empty] | 0 | 0 | 0 | 0 | [5 empty] | 0 | [7 empty] | 0 |  |  |  |  | #VALUE!
[42 empty] | 0 | 0 | 0 | 0 | [5 empty] | 0 | [7 empty] | 0 |  |  |  |  | #VALUE!
[42 empty] | 0 | 0 | 0 | 0 | [5 empty] | 0 | [7 empty] | 0 |  |  |  |  | #VALUE!
[42 empty] | 0 | 0 | 0 | 0 | [5 empty] | 0 | [7 empty] | 0 |  |  |  |  | #VALUE!
[42 empty] | 0 | 0 | 0 | 0 | [5 empty] | 0 | [7 empty] | 0 |  |  |  |  | #VALUE!
[42 empty] | 0 | 0 | 0 | 0 | [5 empty] | 0 | [7 empty] | 0 |  |  |  |  | #VALUE!
[42 empty] | 0 | 0 | 0 | 0 | [5 empty] | 0 | [7 empty] | 0 |  |  |  |  | #VALUE!
[42 empty] | 0 | 0 | 0 | 0 | [5 empty] | 0 | [7 empty] | 0 |  |  |  |  | #VALUE!
[42 empty] | 0 | 0 | 0 | 0 | [5 empty] | 0 | [7 empty] | 0 |  |  |  |  | #VALUE!
[42 empty] | 0 | 0 | 0 | 0 | [5 empty] | 0 | [7 empty] | 0 |  |  |  |  | #VALUE!
[42 empty] | 0 | 0 | 0 | 0 | [5 empty] | 0 | [7 empty] | 0 |  |  |  |  | #VALUE!
[42 empty] | 0 | 0 | 0 | 0 | [5 empty] | 0 | [7 empty] | 0 |  |  |  |  | #VALUE!
[42 empty] | 0 | 0 | 0 | 0 | [5 empty] | 0 | [7 empty] | 0 |  |  |  |  | #VALUE!
[42 empty] | 0 | 0 | 0 | 0 | [5 empty] | 0 | [7 empty] | 0 |  |  |  |  | #VALUE!
[42 empty] | 0 | 0 | 0 | 0 | [5 empty] | 0 | [7 empty] | 0 |  |  |  |  | #VALUE!
[42 empty] | 0 | 0 | 0 | 0 | [5 empty] | 0 | [7 empty] | 0 |  |  |  |  | #VALUE!
[42 empty] | 0 | 0 | 0 | 0 | [5 empty] | 0 | [7 empty] | 0 |  |  |  |  | #VALUE!
[42 empty] | 0 | 0 | 0 | 0 | [5 empty] | 0 | [7 empty] | 0 |  |  |  |  | #VALUE!
[42 empty] | 0 | 0 | 0 | 0 | [5 empty] | 0 | [7 empty] | 0 |  |  |  |  | #VALUE!
[42 empty] | 0 | 0 | 0 | 0 | [5 empty] | 0 | [7 empty] | 0 |  |  |  |  | #VALUE!
[42 empty] | 0 | 0 | 0 | 0 | [5 empty] | 0 | [7 empty] | 0 |  |  |  |  | #VALUE!
[42 empty] | 0 | 0 | 0 | 0 | [5 empty] | 0 | [7 empty] | 0 |  |  |  |  | #VALUE!
[42 empty] | 0 | 0 | 0 | 0 | [5 empty] | 0 | [7 empty] | 0 |  |  |  |  | #VALUE!
[42 empty] | 0 | 0 | 0 | 0 | [5 empty] | 0 | [7 empty] | 0 |  |  |  |  | #VALUE!
[42 empty] | 0 | 0 | 0 | 0 | [5 empty] | 0 | [7 empty] | 0 |  |  |  |  | #VALUE!
[42 empty] | 0 | 0 | 0 | 0 | [5 empty] | 0 | [7 empty] | 0 |  |  |  |  | #VALUE!
[42 empty] | 0 | 0 | 0 | 0 | [5 empty] | 0 | [7 empty] | 0 |  |  |  |  | #VALUE!
[42 empty] | 0 | 0 | 0 | 0 | [5 empty] | 0 | [7 empty] | 0 |  |  |  |  | #VALUE!
[42 empty] | 0 | 0 | 0 | 0 | [5 empty] | 0 | [7 empty] | 0 |  |  |  |  | #VALUE!
[42 empty] | 0 | 0 | 0 | 0 | [5 empty] | 0 | [7 empty] | 0 |  |  |  |  | #VALUE!
[42 empty] | 0 | 0 | 0 | 0 | [5 empty] | 0 | [7 empty] | 0 |  |  |  |  | #VALUE!
[42 empty] | 0 | 0 | 0 | 0 | [5 empty] | 0 | [7 empty] | 0 |  |  |  |  | #VALUE!
[42 empty] | 0 | 0 | 0 | 0 | [5 empty] | 0 | [7 empty] | 0 |  |  |  |  | #VALUE!
[42 empty] | 0 | 0 | 0 | 0 | [5 empty] | 0 | [7 empty] | 0 |  |  |  |  | #VALUE!
[42 empty] | 0 | 0 | 0 | 0 | [5 empty] | 0 | [7 empty] | 0 |  |  |  |  | #VALUE!
[42 empty] | 0 | 0 | 0 | 0 | [5 empty] | 0 | [7 empty] | 0 |  |  |  |  | #VALUE!
[42 empty] | 0 | 0 | 0 | 0 | [5 empty] | 0 | [7 empty] | 0 |  |  |  |  | #VALUE!
[42 empty] | 0 | 0 | 0 | 0 | [5 empty] | 0 | [7 empty] | 0 |  |  |  |  | #VALUE!
[42 empty] | 0 | 0 | 0 | 0 | [5 empty] | 0 | [7 empty] | 0 |  |  |  |  | #VALUE!
[42 empty] | 0 | 0 | 0 | 0 | [5 empty] | 0 | [7 empty] | 0 |  |  |  |  | #VALUE!
[42 empty] | 0 | 0 | 0 | 0 | [5 empty] | 0 | [7 empty] | 0 |  |  |  |  | #VALUE!
[42 empty] | 0 | 0 | 0 | 0 | [5 empty] | 0 | [7 empty] | 0 |  |  |  |  | #VALUE!
[42 empty] | 0 | 0 | 0 | 0 | [5 empty] | 0 | [7 empty] | 0 |  |  |  |  | #VALUE!
[42 empty] | 0 | 0 | 0 | 0 | [5 empty] | 0 | [7 empty] | 0 |  |  |  |  | #VALUE!
[42 empty] | 0 | 0 | 0 | 0 | [5 empty] | 0 | [7 empty] | 0 |  |  |  |  | #VALUE!
[42 empty] | 0 | 0 | 0 | 0 | [5 empty] | 0 | [7 empty] | 0 |  |  |  |  | #VALUE!
[42 empty] | 0 | 0 | 0 | 0 | [5 empty] | 0 | [7 empty] | 0 |  |  |  |  | #VALUE!
[42 empty] | 0 | 0 | 0 | 0 | [5 empty] | 0 | [7 empty] | 0 |  |  |  |  | #VALUE!
[42 empty] | 0 | 0 | 0 | 0 | [5 empty] | 0 | [7 empty] | 0 |  |  |  |  | #VALUE!
[42 empty] | 0 | 0 | 0 | 0 | [5 empty] | 0 | [7 empty] | 0 |  |  |  |  | #VALUE!
[42 empty] | 0 | 0 | 0 | 0 | [5 empty] | 0 | [7 empty] | 0 |  |  |  |  | #VALUE!
[42 empty] | 0 | 0 | 0 | 0 | [5 empty] | 0 | [7 empty] | 0 |  |  |  |  | #VALUE!
[42 empty] | 0 | 0 | 0 | 0 | [5 empty] | 0 | [7 empty] | 0 |  |  |  |  | #VALUE!
[42 empty] | 0 | 0 | 0 | 0 | [5 empty] | 0 | [7 empty] | 0 |  |  |  |  | #VALUE!
[42 empty] | 0 | 0 | 0 | 0 | [5 empty] | 0 | [7 empty] | 0 |  |  |  |  | #VALUE!
[42 empty] | 0 | 0 | 0 | 0 | [5 empty] | 0 | [7 empty] | 0 |  |  |  |  | #VALUE!
[42 empty] | 0 | 0 | 0 | 0 | [5 empty] | 0 | [7 empty] | 0 |  |  |  |  | #VALUE!
[42 empty] | 0 | 0 | 0 | 0 | [5 empty] | 0 | [7 empty] | 0 |  |  |  |  | #VALUE!
[42 empty] | 0 | 0 | 0 | 0 | [5 empty] | 0 | [7 empty] | 0 |  |  |  |  | #VALUE!
[42 empty] | 0 | 0 | 0 | 0 | [5 empty] | 0 | [7 empty] | 0 |  |  |  |  | #VALUE!
[42 empty] | 0 | 0 | 0 | 0 | [5 empty] | 0 | [7 empty] | 0 |  |  |  |  | #VALUE!
[42 empty] | 0 | 0 | 0 | 0 | [5 empty] | 0 | [7 empty] | 0 |  |  |  |  | #VALUE!
[42 empty] | 0 | 0 | 0 | 0 | [5 empty] | 0 | [7 empty] | 0 |  |  |  |  | #VALUE!
[42 empty] | 0 | 0 | 0 | 0 | [5 empty] | 0 | [7 empty] | 0 |  |  |  |  | #VALUE!
[42 empty] | 0 | 0 | 0 | 0 | [5 empty] | 0 | [7 empty] | 0 |  |  |  |  | #VALUE!
[42 empty] | 0 | 0 | 0 | 0 | [5 empty] | 0 | [7 empty] | 0 |  |  |  |  | #VALUE!
[42 empty] | 0 | 0 | 0 | 0 | [5 empty] | 0 | [7 empty] | 0 |  |  |  |  | #VALUE!
[42 empty] | 0 | 0 | 0 | 0 | [5 empty] | 0 | [7 empty] | 0 |  |  |  |  | #VALUE!
[42 empty] | 0 | 0 | 0 | 0 | [5 empty] | 0 | [7 empty] | 0 |  |  |  |  | #VALUE!
[42 empty] | 0 | 0 | 0 | 0 | [5 empty] | 0 | [7 empty] | 0 |  |  |  |  | #VALUE!
[42 empty] | 0 | 0 | 0 | 0 | [5 empty] | 0 | [7 empty] | 0 |  |  |  |  | #VALUE!
[42 empty] | 0 | 0 | 0 | 0 | [5 empty] | 0 | [7 empty] | 0 |  |  |  |  | #VALUE!
[42 empty] | 0 | 0 | 0 | 0 | [5 empty] | 0 | [7 empty] | 0 |  |  |  |  | #VALUE!
[42 empty] | 0 | 0 | 0 | 0 | [5 empty] | 0 | [7 empty] | 0 |  |  |  |  | #VALUE!
[42 empty] | 0 | 0 | 0 | 0 | [5 empty] | 0 | [7 empty] | 0 |  |  |  |  | #VALUE!
[42 empty] | 0 | 0 | 0 | 0 | [5 empty] | 0 | [7 empty] | 0 |  |  |  |  | #VALUE!
[42 empty] | 0 | 0 | 0 | 0 | [5 empty] | 0 | [7 empty] | 0 |  |  |  |  | #VALUE!
[42 empty] | 0 | 0 | 0 | 0 | [5 empty] | 0 | [7 empty] | 0 |  |  |  |  | #VALUE!
[42 empty] | 0 | 0 | 0 | 0 | [5 empty] | 0 | [7 empty] | 0 |  |  |  |  | #VALUE!
[42 empty] | 0 | 0 | 0 | 0 | [5 empty] | 0 | [7 empty] | 0 |  |  |  |  | #VALUE!
[42 empty] | 0 | 0 | 0 | 0 | [5 empty] | 0 | [7 empty] | 0 |  |  |  |  | #VALUE!
[42 empty] | 0 | 0 | 0 | 0 | [5 empty] | 0 | [7 empty] | 0 |  |  |  |  | #VALUE!
[42 empty] | 0 | 0 | 0 | 0 | [5 empty] | 0 | [7 empty] | 0 |  |  |  |  | #VALUE!
[42 empty] | 0 | 0 | 0 | 0 | [5 empty] | 0 | [7 empty] | 0 |  |  |  |  | #VALUE!
[42 empty] | 0 | 0 | 0 | 0 | [5 empty] | 0 | [7 empty] | 0 |  |  |  |  | #VALUE!
[42 empty] | 0 | 0 | 0 | 0 | [5 empty] | 0 | [7 empty] | 0 |  |  |  |  | #VALUE!
[42 empty] | 0 | 0 | 0 | 0 | [5 empty] | 0 | [7 empty] | 0 |  |  |  |  | #VALUE!
[42 empty] | 0 | 0 | 0 | 0 | [5 empty] | 0 | [7 empty] | 0 |  |  |  |  | #VALUE!
[42 empty] | 0 | 0 | 0 | 0 | [5 empty] | 0 | [7 empty] | 0 |  |  |  |  | #VALUE!
[42 empty] | 0 | 0 | 0 | 0 | [5 empty] | 0 | [7 empty] | 0 |  |  |  |  | #VALUE!
[42 empty] | 0 | 0 | 0 | 0 | [5 empty] | 0 | [7 empty] | 0 |  |  |  |  | #VALUE!
[42 empty] | 0 | 0 | 0 | 0 | [5 empty] | 0 | [7 empty] | 0 |  |  |  |  | #VALUE!
[42 empty] | 0 | 0 | 0 | 0 | [5 empty] | 0 | [7 empty] | 0 |  |  |  |  | #VALUE!
[42 empty] | 0 | 0 | 0 | 0 | [5 empty] | 0 | [7 empty] | 0 |  |  |  |  | #VALUE!
[42 empty] | 0 | 0 | 0 | 0 | [5 empty] | 0 | [7 empty] | 0 |  |  |  |  | #VALUE!
[42 empty] | 0 | 0 | 0 | 0 | [5 empty] | 0 | [7 empty] | 0 |  |  |  |  | #VALUE!
[42 empty] | 0 | 0 | 0 | 0 | [5 empty] | 0 | [7 empty] | 0 |  |  |  |  | #VALUE!
[42 empty] | 0 | 0 | 0 | 0 | [5 empty] | 0 | [7 empty] | 0 |  |  |  |  | #VALUE!
[42 empty] | 0 | 0 | 0 | 0 | [5 empty] | 0 | [7 empty] | 0 |  |  |  |  | #VALUE!
[42 empty] | 0 | 0 | 0 | 0 | [5 empty] | 0 | [7 empty] | 0 |  |  |  |  | #VALUE!
[42 empty] | 0 | 0 | 0 | 0 | [5 empty] | 0 | [7 empty] | 0 |  |  |  |  | #VALUE!
[42 empty] | 0 | 0 | 0 | 0 | [5 empty] | 0 | [7 empty] | 0 |  |  |  |  | #VALUE!
[42 empty] | 0 | 0 | 0 | 0 | [5 empty] | 0 | [7 empty] | 0 |  |  |  |  | #VALUE!
[42 empty] | 0 | 0 | 0 | 0 | [5 empty] | 0 | [7 empty] | 0 |  |  |  |  | #VALUE!
[42 empty] | 0 | 0 | 0 | 0 | [5 empty] | 0 | [7 empty] | 0 |  |  |  |  | #VALUE!
[42 empty] | 0 | 0 | 0 | 0 | [5 empty] | 0 | [7 empty] | 0 |  |  |  |  | #VALUE!
[42 empty] | 0 | 0 | 0 | 0 | [5 empty] | 0 | [7 empty] | 0 |  |  |  |  | #VALUE!
[42 empty] | 0 | 0 | 0 | 0 | [5 empty] | 0 | [7 empty] | 0 |  |  |  |  | #VALUE!
[42 empty] | 0 | 0 | 0 | 0 | [5 empty] | 0 | [7 empty] | 0 |  |  |  |  | #VALUE!
[42 empty] | 0 | 0 | 0 | 0 | [5 empty] | 0 | [7 empty] | 0 |  |  |  |  | #VALUE!
[42 empty] | 0 | 0 | 0 | 0 | [5 empty] | 0 | [7 empty] | 0 |  |  |  |  | #VALUE!
[42 empty] | 0 | 0 | 0 | 0 | [5 empty] | 0 | [7 empty] | 0 |  |  |  |  | #VALUE!
[42 empty] | 0 | 0 | 0 | 0 | [5 empty] | 0 | [7 empty] | 0 |  |  |  |  | #VALUE!
[42 empty] | 0 | 0 | 0 | 0 | [5 empty] | 0 | [7 empty] | 0 |  |  |  |  | #VALUE!
[42 empty] | 0 | 0 | 0 | 0 | [5 empty] | 0 | [7 empty] | 0 |  |  |  |  | #VALUE!
[42 empty] | 0 | 0 | 0 | 0 | [5 empty] | 0 | [7 empty] | 0 |  |  |  |  | #VALUE!
[42 empty] | 0 | 0 | 0 | 0 | [5 empty] | 0 | [7 empty] | 0 |  |  |  |  | #VALUE!
[42 empty] | 0 | 0 | 0 | 0 | [5 empty] | 0 | [7 empty] | 0 |  |  |  |  | #VALUE!
[42 empty] | 0 | 0 | 0 | 0 | [5 empty] | 0 | [7 empty] | 0 |  |  |  |  | #VALUE!
[42 empty] | 0 | 0 | 0 | 0 | [5 empty] | 0 | [7 empty] | 0 |  |  |  |  | #VALUE!
[42 empty] | 0 | 0 | 0 | 0 | [5 empty] | 0 | [7 empty] | 0 |  |  |  |  | #VALUE!
[42 empty] | 0 | 0 | 0 | 0 | [5 empty] | 0 | [7 empty] | 0 |  |  |  |  | #VALUE!
[42 empty] | 0 | 0 | 0 | 0 | [5 empty] | 0 | [7 empty] | 0 |  |  |  |  | #VALUE!
[42 empty] | 0 | 0 | 0 | 0 | [5 empty] | 0 | [7 empty] | 0 |  |  |  |  | #VALUE!
[42 empty] | 0 | 0 | 0 | 0 | [5 empty] | 0 | [7 empty] | 0 |  |  |  |  | #VALUE!
[42 empty] | 0 | 0 | 0 | 0 | [5 empty] | 0 | [7 empty] | 0 |  |  |  |  | #VALUE!
[42 empty] | 0 | 0 | 0 | 0 | [5 empty] | 0 | [7 empty] | 0 |  |  |  |  | #VALUE!
[42 empty] | 0 | 0 | 0 | 0 | [5 empty] | 0 | [7 empty] | 0 |  |  |  |  | #VALUE!
[42 empty] | 0 | 0 | 0 | 0 | [5 empty] | 0 | [7 empty] | 0 |  |  |  |  | #VALUE!
[42 empty] | 0 | 0 | 0 | 0 | [5 empty] | 0 | [7 empty] | 0 |  |  |  |  | #VALUE!
[42 empty] | 0 | 0 | 0 | 0 | [5 empty] | 0 | [7 empty] | 0 |  |  |  |  | #VALUE!
[42 empty] | 0 | 0 | 0 | 0 | [5 empty] | 0 | [7 empty] | 0 |  |  |  |  | #VALUE!
[42 empty] | 0 | 0 | 0 | 0 | [5 empty] | 0 | [7 empty] | 0 |  |  |  |  | #VALUE!
[42 empty] | 0 | 0 | 0 | 0 | [5 empty] | 0 | [7 empty] | 0 |  |  |  |  | #VALUE!
[42 empty] | 0 | 0 | 0 | 0 | [5 empty] | 0 | [7 empty] | 0 |  |  |  |  | #VALUE!
[42 empty] | 0 | 0 | 0 | 0 | [5 empty] | 0 | [7 empty] | 0 |  |  |  |  | #VALUE!
[42 empty] | 0 | 0 | 0 | 0 | [5 empty] | 0 | [7 empty] | 0 |  |  |  |  | #VALUE!
[42 empty] | 0 | 0 | 0 | 0 | [5 empty] | 0 | [7 empty] | 0 |  |  |  |  | #VALUE!
[42 empty] | 0 | 0 | 0 | 0 | [5 empty] | 0 | [7 empty] | 0 |  |  |  |  | #VALUE!
[42 empty] | 0 | 0 | 0 | 0 | [5 empty] | 0 | [7 empty] | 0 |  |  |  |  | #VALUE!
[42 empty] | 0 | 0 | 0 | 0 | [5 empty] | 0 | [7 empty] | 0 |  |  |  |  | #VALUE!
[42 empty] | 0 | 0 | 0 | 0 | [5 empty] | 0 | [7 empty] | 0 |  |  |  |  | #VALUE!
[42 empty] | 0 | 0 | 0 | 0 | [5 empty] | 0 | [7 empty] | 0 |  |  |  |  | #VALUE!
[42 empty] | 0 | 0 | 0 | 0 | [5 empty] | 0 | [7 empty] | 0 |  |  |  |  | #VALUE!
[42 empty] | 0 | 0 | 0 | 0 | [5 empty] | 0 | [7 empty] | 0 |  |  |  |  | #VALUE!
[42 empty] | 0 | 0 | 0 | 0 | [5 empty] | 0 | [7 empty] | 0 |  |  |  |  | #VALUE!
[42 empty] | 0 | 0 | 0 | 0 | [5 empty] | 0 | [7 empty] | 0 |  |  |  |  | #VALUE!
[42 empty] | 0 | 0 | 0 | 0 | [5 empty] | 0 | [7 empty] | 0 |  |  |  |  | #VALUE!
[42 empty] | 0 | 0 | 0 | 0 | [5 empty] | 0 | [7 empty] | 0 |  |  |  |  | #VALUE!
[42 empty] | 0 | 0 | 0 | 0 | [5 empty] | 0 | [7 empty] | 0 |  |  |  |  | #VALUE!
[42 empty] | 0 | 0 | 0 | 0 | [5 empty] | 0 | [7 empty] | 0 |  |  |  |  | #VALUE!
[42 empty] | 0 | 0 | 0 | 0 | [5 empty] | 0 | [7 empty] | 0 |  |  |  |  | #VALUE!
[42 empty] | 0 | 0 | 0 | 0 | [5 empty] | 0 | [7 empty] | 0 |  |  |  |  | #VALUE!
[42 empty] | 0 | 0 | 0 | 0 | [5 empty] | 0 | [7 empty] | 0 |  |  |  |  | #VALUE!
[42 empty] | 0 | 0 | 0 | 0 | [5 empty] | 0 | [7 empty] | 0 |  |  |  |  | #VALUE!
[42 empty] | 0 | 0 | 0 | 0 | [5 empty] | 0 | [7 empty] | 0 |  |  |  |  | #VALUE!
[42 empty] | 0 | 0 | 0 | 0 | [5 empty] | 0 | [7 empty] | 0 |  |  |  |  | #VALUE!
[42 empty] | 0 | 0 | 0 | 0 | [5 empty] | 0 | [7 empty] | 0 |  |  |  |  | #VALUE!
[42 empty] | 0 | 0 | 0 | 0 | [5 empty] | 0 | [7 empty] | 0 |  |  |  |  | #VALUE!
[42 empty] | 0 | 0 | 0 | 0 | [5 empty] | 0 | [7 empty] | 0 |  |  |  |  | #VALUE!
[42 empty] | 0 | 0 | 0 | 0 | [5 empty] | 0 | [7 empty] | 0 |  |  |  |  | #VALUE!
[42 empty] | 0 | 0 | 0 | 0 | [5 empty] | 0 | [7 empty] | 0 |  |  |  |  | #VALUE!
[42 empty] | 0 | 0 | 0 | 0 | [5 empty] | 0 | [7 empty] | 0 |  |  |  |  | #VALUE!
[42 empty] | 0 | 0 | 0 | 0 | [5 empty] | 0 | [7 empty] | 0 |  |  |  |  | #VALUE!
[42 empty] | 0 | 0 | 0 | 0 | [5 empty] | 0 | [7 empty] | 0 |  |  |  |  | #VALUE!
[42 empty] | 0 | 0 | 0 | 0 | [5 empty] | 0 | [7 empty] | 0 |  |  |  |  | #VALUE!
[42 empty] | 0 | 0 | 0 | 0 | [5 empty] | 0 | [7 empty] | 0 |  |  |  |  | #VALUE!
[42 empty] | 0 | 0 | 0 | 0 | [5 empty] | 0 | [7 empty] | 0 |  |  |  |  | #VALUE!
[42 empty] | 0 | 0 | 0 | 0 | [5 empty] | 0 | [7 empty] | 0 |  |  |  |  | #VALUE!
[42 empty] | 0 | 0 | 0 | 0 | [5 empty] | 0 | [7 empty] | 0 |  |  |  |  | #VALUE!
[42 empty] | 0 | 0 | 0 | 0 | [5 empty] | 0 | [7 empty] | 0 |  |  |  |  | #VALUE!
[42 empty] | 0 | 0 | 0 | 0 | [5 empty] | 0 | [7 empty] | 0 |  |  |  |  | #VALUE!
[42 empty] | 0 | 0 | 0 | 0 | [5 empty] | 0 | [7 empty] | 0 |  |  |  |  | #VALUE!
[42 empty] | 0 | 0 | 0 | 0 | [5 empty] | 0 | [7 empty] | 0 |  |  |  |  | #VALUE!
[42 empty] | 0 | 0 | 0 | 0 | [5 empty] | 0 | [7 empty] | 0 |  |  |  |  | #VALUE!
[42 empty] | 0 | 0 | 0 | 0 | [5 empty] | 0 | [7 empty] | 0 |  |  |  |  | #VALUE!
[42 empty] | 0 | 0 | 0 | 0 | [5 empty] | 0 | [7 empty] | 0 |  |  |  |  | #VALUE!
[42 empty] | 0 | 0 | 0 | 0 | [5 empty] | 0 | [7 empty] | 0 |  |  |  |  | #VALUE!
[42 empty] | 0 | 0 | 0 | 0 | [5 empty] | 0 | [7 empty] | 0 |  |  |  |  | #VALUE!
[42 empty] | 0 | 0 | 0 | 0 | [5 empty] | 0 | [7 empty] | 0 |  |  |  |  | #VALUE!
[42 empty] | 0 | 0 | 0 | 0 | [5 empty] | 0 | [7 empty] | 0 |  |  |  |  | #VALUE!
[42 empty] | 0 | 0 | 0 | 0 | [5 empty] | 0 | [7 empty] | 0 |  |  |  |  | #VALUE!
[42 empty] | 0 | 0 | 0 | 0 | [5 empty] | 0 | [7 empty] | 0 |  |  |  |  | #VALUE!
[42 empty] | 0 | 0 | 0 | 0 | [5 empty] | 0 | [7 empty] | 0 |  |  |  |  | #VALUE!
[42 empty] | 0 | 0 | 0 | 0 | [5 empty] | 0 | [7 empty] | 0 |  |  |  |  | #VALUE!
[42 empty] | 0 | 0 | 0 | 0 | [5 empty] | 0 | [7 empty] | 0 |  |  |  |  | #VALUE!
[42 empty] | 0 | 0 | 0 | 0 | [5 empty] | 0 | [7 empty] | 0 |  |  |  |  | #VALUE!
[42 empty] | 0 | 0 | 0 | 0 | [5 empty] | 0 | [7 empty] | 0 |  |  |  |  | #VALUE!
[42 empty] | 0 | 0 | 0 | 0 | [5 empty] | 0 | [7 empty] | 0 |  |  |  |  | #VALUE!
[42 empty] | 0 | 0 | 0 | 0 | [5 empty] | 0 | [7 empty] | 0 |  |  |  |  | #VALUE!
[42 empty] | 0 | 0 | 0 | 0 | [5 empty] | 0 | [7 empty] | 0 |  |  |  |  | #VALUE!
[42 empty] | 0 | 0 | 0 | 0 | [5 empty] | 0 | [7 empty] | 0 |  |  |  |  | #VALUE!
[42 empty] | 0 | 0 | 0 | 0 | [5 empty] | 0 | [7 empty] | 0 |  |  |  |  | #VALUE!
[42 empty] | 0 | 0 | 0 | 0 | [5 empty] | 0 | [7 empty] | 0 |  |  |  |  | #VALUE!
[42 empty] | 0 | 0 | 0 | 0 | [5 empty] | 0 | [7 empty] | 0 |  |  |  |  | #VALUE!
[42 empty] | 0 | 0 | 0 | 0 | [5 empty] | 0 | [7 empty] | 0 |  |  |  |  | #VALUE!
[42 empty] | 0 | 0 | 0 | 0 | [5 empty] | 0 | [7 empty] | 0 |  |  |  |  | #VALUE!
[42 empty] | 0 | 0 | 0 | 0 | [5 empty] | 0 | [7 empty] | 0 |  |  |  |  | #VALUE!
[42 empty] | 0 | 0 | 0 | 0 | [5 empty] | 0 | [7 empty] | 0 |  |  |  |  | #VALUE!
[42 empty] | 0 | 0 | 0 | 0 | [5 empty] | 0 | [7 empty] | 0 |  |  |  |  | #VALUE!
[42 empty] | 0 | 0 | 0 | 0 | [5 empty] | 0 | [7 empty] | 0 |  |  |  |  | #VALUE!
[42 empty] | 0 | 0 | 0 | 0 | [5 empty] | 0 | [7 empty] | 0 |  |  |  |  | #VALUE!
[42 empty] | 0 | 0 | 0 | 0 | [5 empty] | 0 | [7 empty] | 0 |  |  |  |  | #VALUE!
[42 empty] | 0 | 0 | 0 | 0 | [5 empty] | 0 | [7 empty] | 0 |  |  |  |  | #VALUE!
[42 empty] | 0 | 0 | 0 | 0 | [5 empty] | 0 | [7 empty] | 0 |  |  |  |  | #VALUE!
[42 empty] | 0 | 0 | 0 | 0 | [5 empty] | 0 | [7 empty] | 0 |  |  |  |  | #VALUE!
[42 empty] | 0 | 0 | 0 | 0 | [5 empty] | 0 | [7 empty] | 0 |  |  |  |  | #VALUE!
[42 empty] | 0 | 0 | 0 | 0 | [5 empty] | 0 | [7 empty] | 0 |  |  |  |  | #VALUE!
[42 empty] | 0 | 0 | 0 | 0 | [5 empty] | 0 | [7 empty] | 0 |  |  |  |  | #VALUE!
[42 empty] | 0 | 0 | 0 | 0 | [5 empty] | 0 | [7 empty] | 0 |  |  |  |  | #VALUE!
[42 empty] | 0 | 0 | 0 | 0 | [5 empty] | 0 | [7 empty] | 0 |  |  |  |  | #VALUE!
[42 empty] | 0 | 0 | 0 | 0 | [5 empty] | 0 | [7 empty] | 0 |  |  |  |  | #VALUE!
[42 empty] | 0 | 0 | 0 | 0 | [5 empty] | 0 | [7 empty] | 0 |  |  |  |  | #VALUE!
[42 empty] | 0 | 0 | 0 | 0 | [5 empty] | 0 | [7 empty] | 0 |  |  |  |  | #VALUE!
[42 empty] | 0 | 0 | 0 | 0 | [5 empty] | 0 | [7 empty] | 0 |  |  |  |  | #VALUE!
[42 empty] | 0 | 0 | 0 | 0 | [5 empty] | 0 | [7 empty] | 0 |  |  |  |  | #VALUE!
[42 empty] | 0 | 0 | 0 | 0 | [5 empty] | 0 | [7 empty] | 0 |  |  |  |  | #VALUE!
[42 empty] | 0 | 0 | 0 | 0 | [5 empty] | 0 | [7 empty] | 0 |  |  |  |  | #VALUE!
[42 empty] | 0 | 0 | 0 | 0 | [5 empty] | 0 | [7 empty] | 0 |  |  |  |  | #VALUE!
[42 empty] | 0 | 0 | 0 | 0 | [5 empty] | 0 | [7 empty] | 0 |  |  |  |  | #VALUE!
[42 empty] | 0 | 0 | 0 | 0 | [5 empty] | 0 | [7 empty] | 0 |  |  |  |  | #VALUE!
[42 empty] | 0 | 0 | 0 | 0 | [5 empty] | 0 | [7 empty] | 0 |  |  |  |  | #VALUE!
[42 empty] | 0 | 0 | 0 | 0 | [5 empty] | 0 | [7 empty] | 0 |  |  |  |  | #VALUE!
[42 empty] | 0 | 0 | 0 | 0 | [5 empty] | 0 | [7 empty] | 0 |  |  |  |  | #VALUE!
[42 empty] | 0 | 0 | 0 | 0 | [5 empty] | 0 | [7 empty] | 0 |  |  |  |  | #VALUE!
[42 empty] | 0 | 0 | 0 | 0 | [5 empty] | 0 | [7 empty] | 0 |  |  |  |  | #VALUE!
[42 empty] | 0 | 0 | 0 | 0 | [5 empty] | 0 | [7 empty] | 0 |  |  |  |  | #VALUE!
[42 empty] | 0 | 0 | 0 | 0 | [5 empty] | 0 | [7 empty] | 0 |  |  |  |  | #VALUE!
[42 empty] | 0 | 0 | 0 | 0 | [5 empty] | 0 | [7 empty] | 0 |  |  |  |  | #VALUE!
[42 empty] | 0 | 0 | 0 | 0 | [5 empty] | 0 | [7 empty] | 0 |  |  |  |  | #VALUE!
[42 empty] | 0 | 0 | 0 | 0 | [5 empty] | 0 | [7 empty] | 0 |  |  |  |  | #VALUE!
[42 empty] | 0 | 0 | 0 | 0 | [5 empty] | 0 | [7 empty] | 0 |  |  |  |  | #VALUE!
[42 empty] | 0 | 0 | 0 | 0 | [5 empty] | 0 | [7 empty] | 0 |  |  |  |  | #VALUE!
[42 empty] | 0 | 0 | 0 | 0 | [5 empty] | 0 | [7 empty] | 0 |  |  |  |  | #VALUE!
[42 empty] | 0 | 0 | 0 | 0 | [5 empty] | 0 | [7 empty] | 0 |  |  |  |  | #VALUE!
[42 empty] | 0 | 0 | 0 | 0 | [5 empty] | 0 | [7 empty] | 0 |  |  |  |  | #VALUE!
[42 empty] | 0 | 0 | 0 | 0 | [5 empty] | 0 | [7 empty] | 0 |  |  |  |  | #VALUE!
[42 empty] | 0 | 0 | 0 | 0 | [5 empty] | 0 | [7 empty] | 0 |  |  |  |  | #VALUE!
[42 empty] | 0 | 0 | 0 | 0 | [5 empty] | 0 | [7 empty] | 0 |  |  |  |  | #VALUE!
[42 empty] | 0 | 0 | 0 | 0 | [5 empty] | 0 | [7 empty] | 0 |  |  |  |  | #VALUE!
[42 empty] | 0 | 0 | 0 | 0 | [5 empty] | 0 | [7 empty] | 0 |  |  |  |  | #VALUE!
[42 empty] | 0 | 0 | 0 | 0 | [5 empty] | 0 | [7 empty] | 0 |  |  |  |  | #VALUE!
[42 empty] | 0 | 0 | 0 | 0 | [5 empty] | 0 | [7 empty] | 0 |  |  |  |  | #VALUE!
[42 empty] | 0 | 0 | 0 | 0 | [5 empty] | 0 | [7 empty] | 0 |  |  |  |  | #VALUE!
[42 empty] | 0 | 0 | 0 | 0 | [5 empty] | 0 | [7 empty] | 0 |  |  |  |  | #VALUE!
[42 empty] | 0 | 0 | 0 | 0 | [5 empty] | 0 | [7 empty] | 0 |  |  |  |  | #VALUE!
[42 empty] | 0 | 0 | 0 | 0 | [5 empty] | 0 | [7 empty] | 0 |  |  |  |  | #VALUE!
[42 empty] | 0 | 0 | 0 | 0 | [5 empty] | 0 | [7 empty] | 0 |  |  |  |  | #VALUE!
[42 empty] | 0 | 0 | 0 | 0 | [5 empty] | 0 | [7 empty] | 0 |  |  |  |  | #VALUE!
[42 empty] | 0 | 0 | 0 | 0 | [5 empty] | 0 | [7 empty] | 0 |  |  |  |  | #VALUE!
[42 empty] | 0 | 0 | 0 | 0 | [5 empty] | 0 | [7 empty] | 0 |  |  |  |  | #VALUE!
[42 empty] | 0 | 0 | 0 | 0 | [5 empty] | 0 | [7 empty] | 0 |  |  |  |  | #VALUE!
[42 empty] | 0 | 0 | 0 | 0 | [5 empty] | 0 | [7 empty] | 0 |  |  |  |  | #VALUE!
[42 empty] | 0 | 0 | 0 | 0 | [5 empty] | 0 | [7 empty] | 0 |  |  |  |  | #VALUE!
[42 empty] | 0 | 0 | 0 | 0 | [5 empty] | 0 | [7 empty] | 0 |  |  |  |  | #VALUE!
[42 empty] | 0 | 0 | 0 | 0 | [5 empty] | 0 | [7 empty] | 0 |  |  |  |  | #VALUE!
[42 empty] | 0 | 0 | 0 | 0 | [5 empty] | 0 | [7 empty] | 0 |  |  |  |  | #VALUE!
[42 empty] | 0 | 0 | 0 | 0 | [5 empty] | 0 | [7 empty] | 0 |  |  |  |  | #VALUE!
[42 empty] | 0 | 0 | 0 | 0 | [5 empty] | 0 | [7 empty] | 0 |  |  |  |  | #VALUE!
[42 empty] | 0 | 0 | 0 | 0 | [5 empty] | 0 | [7 empty] | 0 |  |  |  |  | #VALUE!
[42 empty] | 0 | 0 | 0 | 0 | [5 empty] | 0 | [7 empty] | 0 |  |  |  |  | #VALUE!
[42 empty] | 0 | 0 | 0 | 0 | [5 empty] | 0 | [7 empty] | 0 |  |  |  |  | #VALUE!
[42 empty] | 0 | 0 | 0 | 0 | [5 empty] | 0 | [7 empty] | 0 |  |  |  |  | #VALUE!
[42 empty] | 0 | 0 | 0 | 0 | [5 empty] | 0 | [7 empty] | 0 |  |  |  |  | #VALUE!
[42 empty] | 0 | 0 | 0 | 0 | [5 empty] | 0 | [7 empty] | 0 |  |  |  |  | #VALUE!
[42 empty] | 0 | 0 | 0 | 0 | [5 empty] | 0 | [7 empty] | 0 |  |  |  |  | #VALUE!
[42 empty] | 0 | 0 | 0 | 0 | [5 empty] | 0 | [7 empty] | 0 |  |  |  |  | #VALUE!
[42 empty] | 0 | 0 | 0 | 0 | [5 empty] | 0 | [7 empty] | 0 |  |  |  |  | #VALUE!
[42 empty] | 0 | 0 | 0 | 0 | [5 empty] | 0 | [7 empty] | 0 |  |  |  |  | #VALUE!
[42 empty] | 0 | 0 | 0 | 0 | [5 empty] | 0 | [7 empty] | 0 |  |  |  |  | #VALUE!
[42 empty] | 0 | 0 | 0 | 0 | [5 empty] | 0 | [7 empty] | 0 |  |  |  |  | #VALUE!
[42 empty] | 0 | 0 | 0 | 0 | [5 empty] | 0 | [7 empty] | 0 |  |  |  |  | #VALUE!
[42 empty] | 0 | 0 | 0 | 0 | [5 empty] | 0 | [7 empty] | 0 |  |  |  |  | #VALUE!
[42 empty] | 0 | 0 | 0 | 0 | [5 empty] | 0 | [7 empty] | 0 |  |  |  |  | #VALUE!
[42 empty] | 0 | 0 | 0 | 0 | [5 empty] | 0 | [7 empty] | 0 |  |  |  |  | #VALUE!
[42 empty] | 0 | 0 | 0 | 0 | [5 empty] | 0 | [7 empty] | 0 |  |  |  |  | #VALUE!
[42 empty] | 0 | 0 | 0 | 0 | [5 empty] | 0 | [7 empty] | 0 |  |  |  |  | #VALUE!
[42 empty] | 0 | 0 | 0 | 0 | [5 empty] | 0 | [7 empty] | 0 |  |  |  |  | #VALUE!
[42 empty] | 0 | 0 | 0 | 0 | [5 empty] | 0 | [7 empty] | 0 |  |  |  |  | #VALUE!
[42 empty] | 0 | 0 | 0 | 0 | [5 empty] | 0 | [7 empty] | 0 |  |  |  |  | #VALUE!
[42 empty] | 0 | 0 | 0 | 0 | [5 empty] | 0 | [7 empty] | 0 |  |  |  |  | #VALUE!
[42 empty] | 0 | 0 | 0 | 0 | [5 empty] | 0 | [7 empty] | 0 |  |  |  |  | #VALUE!
[42 empty] | 0 | 0 | 0 | 0 | [5 empty] | 0 | [7 empty] | 0 |  |  |  |  | #VALUE!
[42 empty] | 0 | 0 | 0 | 0 | [5 empty] | 0 | [7 empty] | 0 |  |  |  |  | #VALUE!
[42 empty] | 0 | 0 | 0 | 0 | [5 empty] | 0 | [7 empty] | 0 |  |  |  |  | #VALUE!
[42 empty] | 0 | 0 | 0 | 0 | [5 empty] | 0 | [7 empty] | 0 |  |  |  |  | #VALUE!
[42 empty] | 0 | 0 | 0 | 0 | [5 empty] | 0 | [7 empty] | 0 |  |  |  |  | #VALUE!
[42 empty] | 0 | 0 | 0 | 0 | [5 empty] | 0 | [7 empty] | 0 |  |  |  |  | #VALUE!
[42 empty] | 0 | 0 | 0 | 0 | [5 empty] | 0 | [7 empty] | 0 |  |  |  |  | #VALUE!
[42 empty] | 0 | 0 | 0 | 0 | [5 empty] | 0 | [7 empty] | 0 |  |  |  |  | #VALUE!
[42 empty] | 0 | 0 | 0 | 0 | [5 empty] | 0 | [7 empty] | 0 |  |  |  |  | #VALUE!
[42 empty] | 0 | 0 | 0 | 0 | [5 empty] | 0 | [7 empty] | 0 |  |  |  |  | #VALUE!
[42 empty] | 0 | 0 | 0 | 0 | [5 empty] | 0 | [7 empty] | 0 |  |  |  |  | #VALUE!
[42 empty] | 0 | 0 | 0 | 0 | [5 empty] | 0 | [7 empty] | 0 |  |  |  |  | #VALUE!
[42 empty] | 0 | 0 | 0 | 0 | [5 empty] | 0 | [7 empty] | 0 |  |  |  |  | #VALUE!
[42 empty] | 0 | 0 | 0 | 0 | [5 empty] | 0 | [7 empty] | 0 |  |  |  |  | #VALUE!
[42 empty] | 0 | 0 | 0 | 0 | [5 empty] | 0 | [7 empty] | 0 |  |  |  |  | #VALUE!
[42 empty] | 0 | 0 | 0 | 0 | [5 empty] | 0 | [7 empty] | 0 |  |  |  |  | #VALUE!
[42 empty] | 0 | 0 | 0 | 0 | [5 empty] | 0 | [7 empty] | 0 |  |  |  |  | #VALUE!
[42 empty] | 0 | 0 | 0 | 0 | [5 empty] | 0 | [7 empty] | 0 |  |  |  |  | #VALUE!
[42 empty] | 0 | 0 | 0 | 0 | [5 empty] | 0 | [7 empty] | 0 |  |  |  |  | #VALUE!
[42 empty] | 0 | 0 | 0 | 0 | [5 empty] | 0 | [7 empty] | 0 |  |  |  |  | #VALUE!
[42 empty] | 0 | 0 | 0 | 0 | [5 empty] | 0 | [7 empty] | 0 |  |  |  |  | #VALUE!
[42 empty] | 0 | 0 | 0 | 0 | [5 empty] | 0 | [7 empty] | 0 |  |  |  |  | #VALUE!
[42 empty] | 0 | 0 | 0 | 0 | [5 empty] | 0 | [7 empty] | 0 |  |  |  |  | #VALUE!
[42 empty] | 0 | 0 | 0 | 0 | [5 empty] | 0 | [7 empty] | 0 |  |  |  |  | #VALUE!
[42 empty] | 0 | 0 | 0 | 0 | [5 empty] | 0 | [7 empty] | 0 |  |  |  |  | #VALUE!
[42 empty] | 0 | 0 | 0 | 0 | [5 empty] | 0 | [7 empty] | 0 |  |  |  |  | #VALUE!
[42 empty] | 0 | 0 | 0 | 0 | [5 empty] | 0 | [7 empty] | 0 |  |  |  |  | #VALUE!
[42 empty] | 0 | 0 | 0 | 0 | [5 empty] | 0 | [7 empty] | 0 |  |  |  |  | #VALUE!
[42 empty] | 0 | 0 | 0 | 0 | [5 empty] | 0 | [7 empty] | 0 |  |  |  |  | #VALUE!
[42 empty] | 0 | 0 | 0 | 0 | [5 empty] | 0 | [7 empty] | 0 |  |  |  |  | #VALUE!
[42 empty] | 0 | 0 | 0 | 0 | [5 empty] | 0 | [7 empty] | 0 |  |  |  |  | #VALUE!
[42 empty] | 0 | 0 | 0 | 0 | [5 empty] | 0 | [7 empty] | 0 |  |  |  |  | #VALUE!
[42 empty] | 0 | 0 | 0 | 0 | [5 empty] | 0 | [7 empty] | 0 |  |  |  |  | #VALUE!
[42 empty] | 0 | 0 | 0 | 0 | [5 empty] | 0 | [7 empty] | 0 |  |  |  |  | #VALUE!
[42 empty] | 0 | 0 | 0 | 0 | [5 empty] | 0 | [7 empty] | 0 |  |  |  |  | #VALUE!
[42 empty] | 0 | 0 | 0 | 0 | [5 empty] | 0 | [7 empty] | 0 |  |  |  |  | #VALUE!
[42 empty] | 0 | 0 | 0 | 0 | [5 empty] | 0 | [7 empty] | 0 |  |  |  |  | #VALUE!
[42 empty] | 0 | 0 | 0 | 0 | [5 empty] | 0 | [7 empty] | 0 |  |  |  |  | #VALUE!
[42 empty] | 0 | 0 | 0 | 0 | [5 empty] | 0 | [7 empty] | 0 |  |  |  |  | #VALUE!
[42 empty] | 0 | 0 | 0 | 0 | [5 empty] | 0 | [7 empty] | 0 |  |  |  |  | #VALUE!
[42 empty] | 0 | 0 | 0 | 0 | [5 empty] | 0 | [7 empty] | 0 |  |  |  |  | #VALUE!
[42 empty] | 0 | 0 | 0 | 0 | [5 empty] | 0 | [7 empty] | 0 |  |  |  |  | #VALUE!
[42 empty] | 0 | 0 | 0 | 0 | [5 empty] | 0 | [7 empty] | 0 |  |  |  |  | #VALUE!
[42 empty] | 0 | 0 | 0 | 0 | [5 empty] | 0 | [7 empty] | 0 |  |  |  |  | #VALUE!
[42 empty] | 0 | 0 | 0 | 0 | [5 empty] | 0 | [7 empty] | 0 |  |  |  |  | #VALUE!
[42 empty] | 0 | 0 | 0 | 0 | [5 empty] | 0 | [7 empty] | 0 |  |  |  |  | #VALUE!
[42 empty] | 0 | 0 | 0 | 0 | [5 empty] | 0 | [7 empty] | 0 |  |  |  |  | #VALUE!
[42 empty] | 0 | 0 | 0 | 0 | [5 empty] | 0 | [7 empty] | 0 |  |  |  |  | #VALUE!
[42 empty] | 0 | 0 | 0 | 0 | [5 empty] | 0 | [7 empty] | 0 |  |  |  |  | #VALUE!
[42 empty] | 0 | 0 | 0 | 0 | [5 empty] | 0 | [7 empty] | 0 |  |  |  |  | #VALUE!
[42 empty] | 0 | 0 | 0 | 0 | [5 empty] | 0 | [7 empty] | 0 |  |  |  |  | #VALUE!
[42 empty] | 0 | 0 | 0 | 0 | [5 empty] | 0 | [7 empty] | 0 |  |  |  |  | #VALUE!
[42 empty] | 0 | 0 | 0 | 0 | [5 empty] | 0 | [7 empty] | 0 |  |  |  |  | #VALUE!
[42 empty] | 0 | 0 | 0 | 0 | [5 empty] | 0 | [7 empty] | 0 |  |  |  |  | #VALUE!
[42 empty] | 0 | 0 | 0 | 0 | [5 empty] | 0 | [7 empty] | 0 |  |  |  |  | #VALUE!
[42 empty] | 0 | 0 | 0 | 0 | [5 empty] | 0 | [7 empty] | 0 |  |  |  |  | #VALUE!
[42 empty] | 0 | 0 | 0 | 0 | [5 empty] | 0 | [7 empty] | 0 |  |  |  |  | #VALUE!
[42 empty] | 0 | 0 | 0 | 0 | [5 empty] | 0 | [7 empty] | 0 |  |  |  |  | #VALUE!
[42 empty] | 0 | 0 | 0 | 0 | [5 empty] | 0 | [7 empty] | 0 |  |  |  |  | #VALUE!
[42 empty] | 0 | 0 | 0 | 0 | [5 empty] | 0 | [7 empty] | 0 |  |  |  |  | #VALUE!
[42 empty] | 0 | 0 | 0 | 0 | [5 empty] | 0 | [7 empty] | 0 |  |  |  |  | #VALUE!
[42 empty] | 0 | 0 | 0 | 0 | [5 empty] | 0 | [7 empty] | 0 |  |  |  |  | #VALUE!
[42 empty] | 0 | 0 | 0 | 0 | [5 empty] | 0 | [7 empty] | 0 |  |  |  |  | #VALUE!
[42 empty] | 0 | 0 | 0 | 0 | [5 empty] | 0 | [7 empty] | 0 |  |  |  |  | #VALUE!
[42 empty] | 0 | 0 | 0 | 0 | [5 empty] | 0 | [7 empty] | 0 |  |  |  |  | #VALUE!
[42 empty] | 0 | 0 | 0 | 0 | [5 empty] | 0 | [7 empty] | 0 |  |  |  |  | #VALUE!
[42 empty] | 0 | 0 | 0 | 0 | [5 empty] | 0 | [7 empty] | 0 |  |  |  |  | #VALUE!
[42 empty] | 0 | 0 | 0 | 0 | [5 empty] | 0 | [7 empty] | 0 |  |  |  |  | #VALUE!
[42 empty] | 0 | 0 | 0 | 0 | [5 empty] | 0 | [7 empty] | 0 |  |  |  |  | #VALUE!
[42 empty] | 0 | 0 | 0 | 0 | [5 empty] | 0 | [7 empty] | 0 |  |  |  |  | #VALUE!
[42 empty] | 0 | 0 | 0 | 0 | [5 empty] | 0 | [7 empty] | 0 |  |  |  |  | #VALUE!
[42 empty] | 0 | 0 | 0 | 0 | [5 empty] | 0 | [7 empty] | 0 |  |  |  |  | #VALUE!
[42 empty] | 0 | 0 | 0 | 0 | [5 empty] | 0 | [7 empty] | 0 |  |  |  |  | #VALUE!
[42 empty] | 0 | 0 | 0 | 0 | [5 empty] | 0 | [7 empty] | 0 |  |  |  |  | #VALUE!
[42 empty] | 0 | 0 | 0 | 0 | [5 empty] | 0 | [7 empty] | 0 |  |  |  |  | #VALUE!
[42 empty] | 0 | 0 | 0 | 0 | [5 empty] | 0 | [7 empty] | 0 |  |  |  |  | #VALUE!
[42 empty] | 0 | 0 | 0 | 0 | [5 empty] | 0 | [7 empty] | 0 |  |  |  |  | #VALUE!
[42 empty] | 0 | 0 | 0 | 0 | [5 empty] | 0 | [7 empty] | 0 |  |  |  |  | #VALUE!
[42 empty] | 0 | 0 | 0 | 0 | [5 empty] | 0 | [7 empty] | 0 |  |  |  |  | #VALUE!
[42 empty] | 0 | 0 | 0 | 0 | [5 empty] | 0 | [7 empty] | 0 |  |  |  |  | #VALUE!
[42 empty] | 0 | 0 | 0 | 0 | [5 empty] | 0 | [7 empty] | 0 |  |  |  |  | #VALUE!
[42 empty] | 0 | 0 | 0 | 0 | [5 empty] | 0 | [7 empty] | 0 |  |  |  |  | #VALUE!
[42 empty] | 0 | 0 | 0 | 0 | [5 empty] | 0 | [7 empty] | 0 |  |  |  |  | #VALUE!
[42 empty] | 0 | 0 | 0 | 0 | [5 empty] | 0 | [7 empty] | 0 |  |  |  |  | #VALUE!
[42 empty] | 0 | 0 | 0 | 0 | [5 empty] | 0 | [7 empty] | 0 |  |  |  |  | #VALUE!
[42 empty] | 0 | 0 | 0 | 0 | [5 empty] | 0 | [7 empty] | 0 |  |  |  |  | #VALUE!
[42 empty] | 0 | 0 | 0 | 0 | [5 empty] | 0 | [7 empty] | 0 |  |  |  |  | #VALUE!
[42 empty] | 0 | 0 | 0 | 0 | [5 empty] | 0 | [7 empty] | 0 |  |  |  |  | #VALUE!
[42 empty] | 0 | 0 | 0 | 0 | [5 empty] | 0 | [7 empty] | 0 |  |  |  |  | #VALUE!
[42 empty] | 0 | 0 | 0 | 0 | [5 empty] | 0 | [7 empty] | 0 |  |  |  |  | #VALUE!
[42 empty] | 0 | 0 | 0 | 0 | [5 empty] | 0 | [7 empty] | 0 |  |  |  |  | #VALUE!
[42 empty] | 0 | 0 | 0 | 0 | [5 empty] | 0 | [7 empty] | 0 |  |  |  |  | #VALUE!
[42 empty] | 0 | 0 | 0 | 0 | [5 empty] | 0 | [7 empty] | 0 |  |  |  |  | #VALUE!
[42 empty] | 0 | 0 | 0 | 0 | [5 empty] | 0 | [7 empty] | 0 |  |  |  |  | #VALUE!
[42 empty] | 0 | 0 | 0 | 0 | [5 empty] | 0 | [7 empty] | 0 |  |  |  |  | #VALUE!
[42 empty] | 0 | 0 | 0 | 0 | [5 empty] | 0 | [7 empty] | 0 |  |  |  |  | #VALUE!
[42 empty] | 0 | 0 | 0 | 0 | [5 empty] | 0 | [7 empty] | 0 |  |  |  |  | #VALUE!
[42 empty] | 0 | 0 | 0 | 0 | [5 empty] | 0 | [7 empty] | 0 |  |  |  |  | #VALUE!
[42 empty] | 0 | 0 | 0 | 0 | [5 empty] | 0 | [7 empty] | 0 |  |  |  |  | #VALUE!
[42 empty] | 0 | 0 | 0 | 0 | [5 empty] | 0 | [7 empty] | 0 |  |  |  |  | #VALUE!
[42 empty] | 0 | 0 | 0 | 0 | [5 empty] | 0 | [7 empty] | 0 |  |  |  |  | #VALUE!
[42 empty] | 0 | 0 | 0 | 0 | [5 empty] | 0 | [7 empty] | 0 |  |  |  |  | #VALUE!
[42 empty] | 0 | 0 | 0 | 0 | [5 empty] | 0 | [7 empty] | 0 |  |  |  |  | #VALUE!
[42 empty] | 0 | 0 | 0 | 0 | [5 empty] | 0 | [7 empty] | 0 |  |  |  |  | #VALUE!
[42 empty] | 0 | 0 | 0 | 0 | [5 empty] | 0 | [7 empty] | 0 |  |  |  |  | #VALUE!
[42 empty] | 0 | 0 | 0 | 0 | [5 empty] | 0 | [7 empty] | 0 |  |  |  |  | #VALUE!
[42 empty] | 0 | 0 | 0 | 0 | [5 empty] | 0 | [7 empty] | 0 |  |  |  |  | #VALUE!
[42 empty] | 0 | 0 | 0 | 0 | [5 empty] | 0 | [7 empty] | 0 |  |  |  |  | #VALUE!
[42 empty] | 0 | 0 | 0 | 0 | [5 empty] | 0 | [7 empty] | 0 |  |  |  |  | #VALUE!
[42 empty] | 0 | 0 | 0 | 0 | [5 empty] | 0 | [7 empty] | 0 |  |  |  |  | #VALUE!
[42 empty] | 0 | 0 | 0 | 0 | [5 empty] | 0 | [7 empty] | 0 |  |  |  |  | #VALUE!
[42 empty] | 0 | 0 | 0 | 0 | [5 empty] | 0 | [7 empty] | 0 |  |  |  |  | #VALUE!
[42 empty] | 0 | 0 | 0 | 0 | [5 empty] | 0 | [7 empty] | 0 |  |  |  |  | #VALUE!
[42 empty] | 0 | 0 | 0 | 0 | [5 empty] | 0 | [7 empty] | 0 |  |  |  |  | #VALUE!
[42 empty] | 0 | 0 | 0 | 0 | [5 empty] | 0 | [7 empty] | 0 |  |  |  |  | #VALUE!
[42 empty] | 0 | 0 | 0 | 0 | [5 empty] | 0 | [7 empty] | 0 |  |  |  |  | #VALUE!
[42 empty] | 0 | 0 | 0 | 0 | [5 empty] | 0 | [7 empty] | 0 |  |  |  |  | #VALUE!
[42 empty] | 0 | 0 | 0 | 0 | [5 empty] | 0 | [7 empty] | 0 |  |  |  |  | #VALUE!
[42 empty] | 0 | 0 | 0 | 0 | [5 empty] | 0 | [7 empty] | 0 |  |  |  |  | #VALUE!
[42 empty] | 0 | 0 | 0 | 0 | [5 empty] | 0 | [7 empty] | 0 |  |  |  |  | #VALUE!
[42 empty] | 0 | 0 | 0 | 0 | [5 empty] | 0 | [7 empty] | 0 |  |  |  |  | #VALUE!
[42 empty] | 0 | 0 | 0 | 0 | [5 empty] | 0 | [7 empty] | 0 |  |  |  |  | #VALUE!
[42 empty] | 0 | 0 | 0 | 0 | [5 empty] | 0 | [7 empty] | 0 |  |  |  |  | #VALUE!
[42 empty] | 0 | 0 | 0 | 0 | [5 empty] | 0 | [7 empty] | 0 |  |  |  |  | #VALUE!
[42 empty] | 0 | 0 | 0 | 0 | [5 empty] | 0 | [7 empty] | 0 |  |  |  |  | #VALUE!
[42 empty] | 0 | 0 | 0 | 0 | [5 empty] | 0 | [7 empty] | 0 |  |  |  |  | #VALUE!
[42 empty] | 0 | 0 | 0 | 0 | [5 empty] | 0 | [7 empty] | 0 |  |  |  |  | #VALUE!
[42 empty] | 0 | 0 | 0 | 0 | [5 empty] | 0 | [7 empty] | 0 |  |  |  |  | #VALUE!
[42 empty] | 0 | 0 | 0 | 0 | [5 empty] | 0 | [7 empty] | 0 |  |  |  |  | #VALUE!
[42 empty] | 0 | 0 | 0 | 0 | [5 empty] | 0 | [7 empty] | 0 |  |  |  |  | #VALUE!
[42 empty] | 0 | 0 | 0 | 0 | [5 empty] | 0 | [7 empty] | 0 |  |  |  |  | #VALUE!
[42 empty] | 0 | 0 | 0 | 0 | [5 empty] | 0 | [7 empty] | 0 |  |  |  |  | #VALUE!
[42 empty] | 0 | 0 | 0 | 0 | [5 empty] | 0 | [7 empty] | 0 |  |  |  |  | #VALUE!
[42 empty] | 0 | 0 | 0 | 0 | [5 empty] | 0 | [7 empty] | 0 |  |  |  |  | #VALUE!
[42 empty] | 0 | 0 | 0 | 0 | [5 empty] | 0 | [7 empty] | 0 |  |  |  |  | #VALUE!
[42 empty] | 0 | 0 | 0 | 0 | [5 empty] | 0 | [7 empty] | 0 |  |  |  |  | #VALUE!
[42 empty] | 0 | 0 | 0 | 0 | [5 empty] | 0 | [7 empty] | 0 |  |  |  |  | #VALUE!
[42 empty] | 0 | 0 | 0 | 0 | [5 empty] | 0 | [7 empty] | 0 |  |  |  |  | #VALUE!
[42 empty] | 0 | 0 | 0 | 0 | [5 empty] | 0 | [7 empty] | 0 |  |  |  |  | #VALUE!
[42 empty] | 0 | 0 | 0 | 0 | [5 empty] | 0 | [7 empty] | 0 |  |  |  |  | #VALUE!
[42 empty] | 0 | 0 | 0 | 0 | [5 empty] | 0 | [7 empty] | 0 |  |  |  |  | #VALUE!
[42 empty] | 0 | 0 | 0 | 0 | [5 empty] | 0 | [7 empty] | 0 |  |  |  |  | #VALUE!
[42 empty] | 0 | 0 | 0 | 0 | [5 empty] | 0 | [7 empty] | 0 |  |  |  |  | #VALUE!
[42 empty] | 0 | 0 | 0 | 0 | [5 empty] | 0 | [7 empty] | 0 |  |  |  |  | #VALUE!
[42 empty] | 0 | 0 | 0 | 0 | [5 empty] | 0 | [7 empty] | 0 |  |  |  |  | #VALUE!
[42 empty] | 0 | 0 | 0 | 0 | [5 empty] | 0 | [7 empty] | 0 |  |  |  |  | #VALUE!
[42 empty] | 0 | 0 | 0 | 0 | [5 empty] | 0 | [7 empty] | 0 |  |  |  |  | #VALUE!
[42 empty] | 0 | 0 | 0 | 0 | [5 empty] | 0 | [7 empty] | 0 |  |  |  |  | #VALUE!
[42 empty] | 0 | 0 | 0 | 0 | [5 empty] | 0 | [7 empty] | 0 |  |  |  |  | #VALUE!
[42 empty] | 0 | 0 | 0 | 0 | [5 empty] | 0 | [7 empty] | 0 |  |  |  |  | #VALUE!
[42 empty] | 0 | 0 | 0 | 0 | [5 empty] | 0 | [7 empty] | 0 |  |  |  |  | #VALUE!
[42 empty] | 0 | 0 | 0 | 0 | [5 empty] | 0 | [7 empty] | 0 |  |  |  |  | #VALUE!
[42 empty] | 0 | 0 | 0 | 0 | [5 empty] | 0 | [7 empty] | 0 |  |  |  |  | #VALUE!
[42 empty] | 0 | 0 | 0 | 0 | [5 empty] | 0 | [7 empty] | 0 |  |  |  |  | #VALUE!
[42 empty] | 0 | 0 | 0 | 0 | [5 empty] | 0 | [7 empty] | 0 |  |  |  |  | #VALUE!
[42 empty] | 0 | 0 | 0 | 0 | [5 empty] | 0 | [7 empty] | 0 |  |  |  |  | #VALUE!
[42 empty] | 0 | 0 | 0 | 0 | [5 empty] | 0 | [7 empty] | 0 |  |  |  |  | #VALUE!
[42 empty] | 0 | 0 | 0 | 0 | [5 empty] | 0 | [7 empty] | 0 |  |  |  |  | #VALUE!
[42 empty] | 0 | 0 | 0 | 0 | [5 empty] | 0 | [7 empty] | 0 |  |  |  |  | #VALUE!
[42 empty] | 0 | 0 | 0 | 0 | [5 empty] | 0 | [7 empty] | 0 |  |  |  |  | #VALUE!
[42 empty] | 0 | 0 | 0 | 0 | [5 empty] | 0 | [7 empty] | 0 |  |  |  |  | #VALUE!
[42 empty] | 0 | 0 | 0 | 0 | [5 empty] | 0 | [7 empty] | 0 |  |  |  |  | #VALUE!
[42 empty] | 0 | 0 | 0 | 0 | [5 empty] | 0 | [7 empty] | 0 |  |  |  |  | #VALUE!
[42 empty] | 0 | 0 | 0 | 0 | [5 empty] | 0 | [7 empty] | 0 |  |  |  |  | #VALUE!
[42 empty] | 0 | 0 | 0 | 0 | [5 empty] | 0 | [7 empty] | 0 |  |  |  |  | #VALUE!
[42 empty] | 0 | 0 | 0 | 0 | [5 empty] | 0 | [7 empty] | 0 |  |  |  |  | #VALUE!
[42 empty] | 0 | 0 | 0 | 0 | [5 empty] | 0 | [7 empty] | 0 |  |  |  |  | #VALUE!
[42 empty] | 0 | 0 | 0 | 0 | [5 empty] | 0 | [7 empty] | 0 |  |  |  |  | #VALUE!
[42 empty] | 0 | 0 | 0 | 0 | [5 empty] | 0 | [7 empty] | 0 |  |  |  |  | #VALUE!
[42 empty] | 0 | 0 | 0 | 0 | [5 empty] | 0 | [7 empty] | 0 |  |  |  |  | #VALUE!
[42 empty] | 0 | 0 | 0 | 0 | [5 empty] | 0 | [7 empty] | 0 |  |  |  |  | #VALUE!
[42 empty] | 0 | 0 | 0 | 0 | [5 empty] | 0 | [7 empty] | 0 |  |  |  |  | #VALUE!
[42 empty] | 0 | 0 | 0 | 0 | [5 empty] | 0 | [7 empty] | 0 |  |  |  |  | #VALUE!
[42 empty] | 0 | 0 | 0 | 0 | [5 empty] | 0 | [7 empty] | 0 |  |  |  |  | #VALUE!
[42 empty] | 0 | 0 | 0 | 0 | [5 empty] | 0 | [7 empty] | 0 |  |  |  |  | #VALUE!
[42 empty] | 0 | 0 | 0 | 0 | [5 empty] | 0 | [7 empty] | 0 |  |  |  |  | #VALUE!
[42 empty] | 0 | 0 | 0 | 0 | [5 empty] | 0 | [7 empty] | 0 |  |  |  |  | #VALUE!
[42 empty] | 0 | 0 | 0 | 0 | [5 empty] | 0 | [7 empty] | 0 |  |  |  |  | #VALUE!
[42 empty] | 0 | 0 | 0 | 0 | [5 empty] | 0 | [7 empty] | 0 |  |  |  |  | #VALUE!
[42 empty] | 0 | 0 | 0 | 0 | [5 empty] | 0 | [7 empty] | 0 |  |  |  |  | #VALUE!
[42 empty] | 0 | 0 | 0 | 0 | [5 empty] | 0 | [7 empty] | 0 |  |  |  |  | #VALUE!
[42 empty] | 0 | 0 | 0 | 0 | [5 empty] | 0 | [7 empty] | 0 |  |  |  |  | #VALUE!
[42 empty] | 0 | 0 | 0 | 0 | [5 empty] | 0 | [7 empty] | 0 |  |  |  |  | #VALUE!
[42 empty] | 0 | 0 | 0 | 0 | [5 empty] | 0 | [7 empty] | 0 |  |  |  |  | #VALUE!
[42 empty] | 0 | 0 | 0 | 0 | [5 empty] | 0 | [7 empty] | 0 |  |  |  |  | #VALUE!
[42 empty] | 0 | 0 | 0 | 0 | [5 empty] | 0 | [7 empty] | 0 |  |  |  |  | #VALUE!
[42 empty] | 0 | 0 | 0 | 0 | [5 empty] | 0 | [7 empty] | 0 |  |  |  |  | #VALUE!
[42 empty] | 0 | 0 | 0 | 0 | [5 empty] | 0 | [7 empty] | 0 |  |  |  |  | #VALUE!
[42 empty] | 0 | 0 | 0 | 0 | [5 empty] | 0 | [7 empty] | 0 |  |  |  |  | #VALUE!
[42 empty] | 0 | 0 | 0 | 0 | [5 empty] | 0 | [7 empty] | 0 |  |  |  |  | #VALUE!
[42 empty] | 0 | 0 | 0 | 0 | [5 empty] | 0 | [7 empty] | 0 |  |  |  |  | #VALUE!
[42 empty] | 0 | 0 | 0 | 0 | [5 empty] | 0 | [7 empty] | 0 |  |  |  |  | #VALUE!
[42 empty] | 0 | 0 | 0 | 0 | [5 empty] | 0 | [7 empty] | 0 |  |  |  |  | #VALUE!
[42 empty] | 0 | 0 | 0 | 0 | [5 empty] | 0 | [7 empty] | 0 |  |  |  |  | #VALUE!
[42 empty] | 0 | 0 | 0 | 0 | [5 empty] | 0 | [7 empty] | 0 |  |  |  |  | #VALUE!
[42 empty] | 0 | 0 | 0 | 0 | [5 empty] | 0 | [7 empty] | 0 |  |  |  |  | #VALUE!
[42 empty] | 0 | 0 | 0 | 0 | [5 empty] | 0 | [7 empty] | 0 |  |  |  |  | #VALUE!
[42 empty] | 0 | 0 | 0 | 0 | [5 empty] | 0 | [7 empty] | 0 |  |  |  |  | #VALUE!
[42 empty] | 0 | 0 | 0 | 0 | [5 empty] | 0 | [7 empty] | 0 |  |  |  |  | #VALUE!
[42 empty] | 0 | 0 | 0 | 0 | [5 empty] | 0 | [7 empty] | 0 |  |  |  |  | #VALUE!
[42 empty] | 0 | 0 | 0 | 0 | [5 empty] | 0 | [7 empty] | 0 |  |  |  |  | #VALUE!
[42 empty] | 0 | 0 | 0 | 0 | [5 empty] | 0 | [7 empty] | 0 |  |  |  |  | #VALUE!
[42 empty] | 0 | 0 | 0 | 0 | [5 empty] | 0 | [7 empty] | 0 |  |  |  |  | #VALUE!
[42 empty] | 0 | 0 | 0 | 0 | [5 empty] | 0 | [7 empty] | 0 |  |  |  |  | #VALUE!
[42 empty] | 0 | 0 | 0 | 0 | [5 empty] | 0 | [7 empty] | 0 |  |  |  |  | #VALUE!
[42 empty] | 0 | 0 | 0 | 0 | [5 empty] | 0 | [7 empty] | 0 |  |  |  |  | #VALUE!
[42 empty] | 0 | 0 | 0 | 0 | [5 empty] | 0 | [7 empty] | 0 |  |  |  |  | #VALUE!
[42 empty] | 0 | 0 | 0 | 0 | [5 empty] | 0 | [7 empty] | 0 |  |  |  |  | #VALUE!
[42 empty] | 0 | 0 | 0 | 0 | [5 empty] | 0 | [7 empty] | 0 |  |  |  |  | #VALUE!
[42 empty] | 0 | 0 | 0 | 0 | [5 empty] | 0 | [7 empty] | 0 |  |  |  |  | #VALUE!
[42 empty] | 0 | 0 | 0 | 0 | [5 empty] | 0 | [7 empty] | 0 |  |  |  |  | #VALUE!
[42 empty] | 0 | 0 | 0 | 0 | [5 empty] | 0 | [7 empty] | 0 |  |  |  |  | #VALUE!
[42 empty] | 0 | 0 | 0 | 0 | [5 empty] | 0 | [7 empty] | 0 |  |  |  |  | #VALUE!
[42 empty] | 0 | 0 | 0 | 0 | [5 empty] | 0 | [7 empty] | 0 |  |  |  |  | #VALUE!
[42 empty] | 0 | 0 | 0 | 0 | [5 empty] | 0 | [7 empty] | 0 |  |  |  |  | #VALUE!
[42 empty] | 0 | 0 | 0 | 0 | [5 empty] | 0 | [7 empty] | 0 |  |  |  |  | #VALUE!
[42 empty] | 0 | 0 | 0 | 0 | [5 empty] | 0 | [7 empty] | 0 |  |  |  |  | #VALUE!
[42 empty] | 0 | 0 | 0 | 0 | [5 empty] | 0 | [7 empty] | 0 |  |  |  |  | #VALUE!
[42 empty] | 0 | 0 | 0 | 0 | [5 empty] | 0 | [7 empty] | 0 |  |  |  |  | #VALUE!
[42 empty] | 0 | 0 | 0 | 0 | [5 empty] | 0 | [7 empty] | 0 |  |  |  |  | #VALUE!
[42 empty] | 0 | 0 | 0 | 0 | [5 empty] | 0 | [7 empty] | 0 |  |  |  |  | #VALUE!
[42 empty] | 0 | 0 | 0 | 0 | [5 empty] | 0 | [7 empty] | 0 |  |  |  |  | #VALUE!
[42 empty] | 0 | 0 | 0 | 0 | [5 empty] | 0 | [7 empty] | 0 |  |  |  |  | #VALUE!
[42 empty] | 0 | 0 | 0 | 0 | [5 empty] | 0 | [7 empty] | 0 |  |  |  |  | #VALUE!
[42 empty] | 0 | 0 | 0 | 0 | [5 empty] | 0 | [7 empty] | 0 |  |  |  |  | #VALUE!
[42 empty] | 0 | 0 | 0 | 0 | [5 empty] | 0 | [7 empty] | 0 |  |  |  |  | #VALUE!
[42 empty] | 0 | 0 | 0 | 0 | [5 empty] | 0 | [7 empty] | 0 |  |  |  |  | #VALUE!
[42 empty] | 0 | 0 | 0 | 0 | [5 empty] | 0 | [7 empty] | 0 |  |  |  |  | #VALUE!
[42 empty] | 0 | 0 | 0 | 0 | [5 empty] | 0 | [7 empty] | 0 |  |  |  |  | #VALUE!
[42 empty] | 0 | 0 | 0 | 0 | [5 empty] | 0 | [7 empty] | 0 |  |  |  |  | #VALUE!
[42 empty] | 0 | 0 | 0 | 0 | [5 empty] | 0 | [7 empty] | 0 |  |  |  |  | #VALUE!
[42 empty] | 0 | 0 | 0 | 0 | [5 empty] | 0 | [7 empty] | 0 |  |  |  |  | #VALUE!
[42 empty] | 0 | 0 | 0 | 0 | [5 empty] | 0 | [7 empty] | 0 |  |  |  |  | #VALUE!
[42 empty] | 0 | 0 | 0 | 0 | [5 empty] | 0 | [7 empty] | 0 |  |  |  |  | #VALUE!
[42 empty] | 0 | 0 | 0 | 0 | [5 empty] | 0 | [7 empty] | 0 |  |  |  |  | #VALUE!
[42 empty] | 0 | 0 | 0 | 0 | [5 empty] | 0 | [7 empty] | 0 |  |  |  |  | #VALUE!
[42 empty] | 0 | 0 | 0 | 0 | [5 empty] | 0 | [7 empty] | 0 |  |  |  |  | #VALUE!
[42 empty] | 0 | 0 | 0 | 0 | [5 empty] | 0 | [7 empty] | 0 |  |  |  |  | #VALUE!
[42 empty] | 0 | 0 | 0 | 0 | [5 empty] | 0 | [7 empty] | 0 |  |  |  |  | #VALUE!
[42 empty] | 0 | 0 | 0 | 0 | [5 empty] | 0 | [7 empty] | 0 |  |  |  |  | #VALUE!
[42 empty] | 0 | 0 | 0 | 0 | [5 empty] | 0 | [7 empty] | 0 |  |  |  |  | #VALUE!
[42 empty] | 0 | 0 | 0 | 0 | [5 empty] | 0 | [7 empty] | 0 |  |  |  |  | #VALUE!
[42 empty] | 0 | 0 | 0 | 0 | [5 empty] | 0 | [7 empty] | 0 |  |  |  |  | #VALUE!
[42 empty] | 0 | 0 | 0 | 0 | [5 empty] | 0 | [7 empty] | 0 |  |  |  |  | #VALUE!
[42 empty] | 0 | 0 | 0 | 0 | [5 empty] | 0 | [7 empty] | 0 |  |  |  |  | #VALUE!
[42 empty] | 0 | 0 | 0 | 0 | [5 empty] | 0 | [7 empty] | 0 |  |  |  |  | #VALUE!
[42 empty] | 0 | 0 | 0 | 0 | [5 empty] | 0 | [7 empty] | 0 |  |  |  |  | #VALUE!
[42 empty] | 0 | 0 | 0 | 0 | [5 empty] | 0 | [7 empty] | 0 |  |  |  |  | #VALUE!
[42 empty] | 0 | 0 | 0 | 0 | [5 empty] | 0 | [7 empty] | 0 |  |  |  |  | #VALUE!
[42 empty] | 0 | 0 | 0 | 0 | [5 empty] | 0 | [7 empty] | 0 |  |  |  |  | #VALUE!
[42 empty] | 0 | 0 | 0 | 0 | [5 empty] | 0 | [7 empty] | 0 |  |  |  |  | #VALUE!
[42 empty] | 0 | 0 | 0 | 0 | [5 empty] | 0 | [7 empty] | 0 |  |  |  |  | #VALUE!
[42 empty] | 0 | 0 | 0 | 0 | [5 empty] | 0 | [7 empty] | 0 |  |  |  |  | #VALUE!
[42 empty] | 0 | 0 | 0 | 0 | [5 empty] | 0 | [7 empty] | 0 |  |  |  |  | #VALUE!
[42 empty] | 0 | 0 | 0 | 0 | [5 empty] | 0 | [7 empty] | 0 |  |  |  |  | #VALUE!
[42 empty] | 0 | 0 | 0 | 0 | [5 empty] | 0 | [7 empty] | 0 |  |  |  |  | #VALUE!
[42 empty] | 0 | 0 | 0 | 0 | [5 empty] | 0 | [7 empty] | 0 |  |  |  |  | #VALUE!
[42 empty] | 0 | 0 | 0 | 0 | [5 empty] | 0 | [7 empty] | 0 |  |  |  |  | #VALUE!
[42 empty] | 0 | 0 | 0 | 0 | [5 empty] | 0 | [7 empty] | 0 |  |  |  |  | #VALUE!
[42 empty] | 0 | 0 | 0 | 0 | [5 empty] | 0 | [7 empty] | 0 |  |  |  |  | #VALUE!
[42 empty] | 0 | 0 | 0 | 0 | [5 empty] | 0 | [7 empty] | 0 |  |  |  |  | #VALUE!
[42 empty] | 0 | 0 | 0 | 0 | [5 empty] | 0 | [7 empty] | 0 |  |  |  |  | #VALUE!
[42 empty] | 0 | 0 | 0 | 0 | [5 empty] | 0 | [7 empty] | 0 |  |  |  |  | #VALUE!
[42 empty] | 0 | 0 | 0 | 0 | [5 empty] | 0 | [7 empty] | 0 |  |  |  |  | #VALUE!
[42 empty] | 0 | 0 | 0 | 0 | [5 empty] | 0 | [7 empty] | 0 |  |  |  |  | #VALUE!
[42 empty] | 0 | 0 | 0 | 0 | [5 empty] | 0 | [7 empty] | 0 |  |  |  |  | #VALUE!
[42 empty] | 0 | 0 | 0 | 0 | [5 empty] | 0 | [7 empty] | 0 |  |  |  |  | #VALUE!
[42 empty] | 0 | 0 | 0 | 0 | [5 empty] | 0 | [7 empty] | 0 |  |  |  |  | #VALUE!
[42 empty] | 0 | 0 | 0 | 0 | [5 empty] | 0 | [7 empty] | 0 |  |  |  |  | #VALUE!
[42 empty] | 0 | 0 | 0 | 0 | [5 empty] | 0 | [7 empty] | 0 |  |  |  |  | #VALUE!
[42 empty] | 0 | 0 | 0 | 0 | [5 empty] | 0 | [7 empty] | 0 |  |  |  |  | #VALUE!
[42 empty] | 0 | 0 | 0 | 0 | [5 empty] | 0 | [7 empty] | 0 |  |  |  |  | #VALUE!
[42 empty] | 0 | 0 | 0 | 0 | [5 empty] | 0 | [7 empty] | 0 |  |  |  |  | #VALUE!
[42 empty] | 0 | 0 | 0 | 0 | [5 empty] | 0 | [7 empty] | 0 |  |  |  |  | #VALUE!
[42 empty] | 0 | 0 | 0 | 0 | [5 empty] | 0 | [7 empty] | 0 |  |  |  |  | #VALUE!
[42 empty] | 0 | 0 | 0 | 0 | [5 empty] | 0 | [7 empty] | 0 |  |  |  |  | #VALUE!
[42 empty] | 0 | 0 | 0 | 0 | [5 empty] | 0 | [7 empty] | 0 |  |  |  |  | #VALUE!
[42 empty] | 0 | 0 | 0 | 0 | [5 empty] | 0 | [7 empty] | 0 |  |  |  |  | #VALUE!
[42 empty] | 0 | 0 | 0 | 0 | [5 empty] | 0 | [7 empty] | 0 |  |  |  |  | #VALUE!
[42 empty] | 0 | 0 | 0 | 0 | [5 empty] | 0 | [7 empty] | 0 |  |  |  |  | #VALUE!
[42 empty] | 0 | 0 | 0 | 0 | [5 empty] | 0 | [7 empty] | 0 |  |  |  |  | #VALUE!
[42 empty] | 0 | 0 | 0 | 0 | [5 empty] | 0 | [7 empty] | 0 |  |  |  |  | #VALUE!
[42 empty] | 0 | 0 | 0 | 0 | [5 empty] | 0 | [7 empty] | 0 |  |  |  |  | #VALUE!
[42 empty] | 0 | 0 | 0 | 0 | [5 empty] | 0 | [7 empty] | 0 |  |  |  |  | #VALUE!
[42 empty] | 0 | 0 | 0 | 0 | [5 empty] | 0 | [7 empty] | 0 |  |  |  |  | #VALUE!
[42 empty] | 0 | 0 | 0 | 0 | [5 empty] | 0 | [7 empty] | 0 |  |  |  |  | #VALUE!
[42 empty] | 0 | 0 | 0 | 0 | [5 empty] | 0 | [7 empty] | 0 |  |  |  |  | #VALUE!
[42 empty] | 0 | 0 | 0 | 0 | [5 empty] | 0 | [7 empty] | 0 |  |  |  |  | #VALUE!
[42 empty] | 0 | 0 | 0 | 0 | [5 empty] | 0 | [7 empty] | 0 |  |  |  |  | #VALUE!
[42 empty] | 0 | 0 | 0 | 0 | [5 empty] | 0 | [7 empty] | 0 |  |  |  |  | #VALUE!
[42 empty] | 0 | 0 | 0 | 0 | [5 empty] | 0 | [7 empty] | 0 |  |  |  |  | #VALUE!
[42 empty] | 0 | 0 | 0 | 0 | [5 empty] | 0 | [7 empty] | 0 |  |  |  |  | #VALUE!
[42 empty] | 0 | 0 | 0 | 0 | [5 empty] | 0 | [7 empty] | 0 |  |  |  |  | #VALUE!
[42 empty] | 0 | 0 | 0 | 0 | [5 empty] | 0 | [7 empty] | 0 |  |  |  |  | #VALUE!
[42 empty] | 0 | 0 | 0 | 0 | [5 empty] | 0 | [7 empty] | 0 |  |  |  |  | #VALUE!
[42 empty] | 0 | 0 | 0 | 0 | [5 empty] | 0 | [7 empty] | 0 |  |  |  |  | #VALUE!
[42 empty] | 0 | 0 | 0 | 0 | [5 empty] | 0 | [7 empty] | 0 |  |  |  |  | #VALUE!
[42 empty] | 0 | 0 | 0 | 0 | [5 empty] | 0 | [7 empty] | 0 |  |  |  |  | #VALUE!
[42 empty] | 0 | 0 | 0 | 0 | [5 empty] | 0 | [7 empty] | 0 |  |  |  |  | #VALUE!
[42 empty] | 0 | 0 | 0 | 0 | [5 empty] | 0 | [7 empty] | 0 |  |  |  |  | #VALUE!
[42 empty] | 0 | 0 | 0 | 0 | [5 empty] | 0 | [7 empty] | 0 |  |  |  |  | #VALUE!
[42 empty] | 0 | 0 | 0 | 0 | [5 empty] | 0 | [7 empty] | 0 |  |  |  |  | #VALUE!
[42 empty] | 0 | 0 | 0 | 0 | [5 empty] | 0 | [7 empty] | 0 |  |  |  |  | #VALUE!
[42 empty] | 0 | 0 | 0 | 0 | [5 empty] | 0 | [7 empty] | 0 |  |  |  |  | #VALUE!
[42 empty] | 0 | 0 | 0 | 0 | [5 empty] | 0 | [7 empty] | 0 |  |  |  |  | #VALUE!
[42 empty] | 0 | 0 | 0 | 0 | [5 empty] | 0 | [7 empty] | 0 |  |  |  |  | #VALUE!
[42 empty] | 0 | 0 | 0 | 0 | [5 empty] | 0 | [7 empty] | 0 |  |  |  |  | #VALUE!
[42 empty] | 0 | 0 | 0 | 0 | [5 empty] | 0 | [7 empty] | 0 |  |  |  |  | #VALUE!
[42 empty] | 0 | 0 | 0 | 0 | [5 empty] | 0 | [7 empty] | 0 |  |  |  |  | #VALUE!
[42 empty] | 0 | 0 | 0 | 0 | [5 empty] | 0 | [7 empty] | 0 |  |  |  |  | #VALUE!
[42 empty] | 0 | 0 | 0 | 0 | [5 empty] | 0 | [7 empty] | 0 |  |  |  |  | #VALUE!
[42 empty] | 0 | 0 | 0 | 0 | [5 empty] | 0 | [7 empty] | 0 |  |  |  |  | #VALUE!
[42 empty] | 0 | 0 | 0 | 0 | [5 empty] | 0 | [7 empty] | 0 |  |  |  |  | #VALUE!
[42 empty] | 0 | 0 | 0 | 0 | [5 empty] | 0 | [7 empty] | 0 |  |  |  |  | #VALUE!
[42 empty] | 0 | 0 | 0 | 0 | [5 empty] | 0 | [7 empty] | 0 |  |  |  |  | #VALUE!
[42 empty] | 0 | 0 | 0 | 0 | [5 empty] | 0 | [7 empty] | 0 |  |  |  |  | #VALUE!
[42 empty] | 0 | 0 | 0 | 0 | [5 empty] | 0 | [7 empty] | 0 |  |  |  |  | #VALUE!
[42 empty] | 0 | 0 | 0 | 0 | [5 empty] | 0 | [7 empty] | 0 |  |  |  |  | #VALUE!
[42 empty] | 0 | 0 | 0 | 0 | [5 empty] | 0 | [7 empty] | 0 |  |  |  |  | #VALUE!
[42 empty] | 0 | 0 | 0 | 0 | [5 empty] | 0 | [7 empty] | 0 |  |  |  |  | #VALUE!
[42 empty] | 0 | 0 | 0 | 0 | [5 empty] | 0 | [7 empty] | 0 |  |  |  |  | #VALUE!
[42 empty] | 0 | 0 | 0 | 0 | [5 empty] | 0 | [7 empty] | 0 |  |  |  |  | #VALUE!
[42 empty] | 0 | 0 | 0 | 0 | [5 empty] | 0 | [7 empty] | 0 |  |  |  |  | #VALUE!
[42 empty] | 0 | 0 | 0 | 0 | [5 empty] | 0 | [7 empty] | 0 |  |  |  |  | #VALUE!
[42 empty] | 0 | 0 | 0 | 0 | [5 empty] | 0 | [7 empty] | 0 |  |  |  |  | #VALUE!
[42 empty] | 0 | 0 | 0 | 0 | [5 empty] | 0 | [7 empty] | 0 |  |  |  |  | #VALUE!
[42 empty] | 0 | 0 | 0 | 0 | [5 empty] | 0 | [7 empty] | 0 |  |  |  |  | #VALUE!
[42 empty] | 0 | 0 | 0 | 0 | [5 empty] | 0 | [7 empty] | 0 |  |  |  |  | #VALUE!
[42 empty] | 0 | 0 | 0 | 0 | [5 empty] | 0 | [7 empty] | 0 |  |  |  |  | #VALUE!
[42 empty] | 0 | 0 | 0 | 0 | [5 empty] | 0 | [7 empty] | 0 |  |  |  |  | #VALUE!
[42 empty] | 0 | 0 | 0 | 0 | [5 empty] | 0 | [7 empty] | 0 |  |  |  |  | #VALUE!
[42 empty] | 0 | 0 | 0 | 0 | [5 empty] | 0 | [7 empty] | 0 |  |  |  |  | #VALUE!
[42 empty] | 0 | 0 | 0 | 0 | [5 empty] | 0 | [7 empty] | 0 |  |  |  |  | #VALUE!
[42 empty] | 0 | 0 | 0 | 0 | [5 empty] | 0 | [7 empty] | 0 |  |  |  |  | #VALUE!
[42 empty] | 0 | 0 | 0 | 0 | [5 empty] | 0 | [7 empty] | 0 |  |  |  |  | #VALUE!
[42 empty] | 0 | 0 | 0 | 0 | [5 empty] | 0 | [7 empty] | 0 |  |  |  |  | #VALUE!
[42 empty] | 0 | 0 | 0 | 0 | [5 empty] | 0 | [7 empty] | 0 |  |  |  |  | #VALUE!
[42 empty] | 0 | 0 | 0 | 0 | [5 empty] | 0 | [7 empty] | 0 |  |  |  |  | #VALUE!
[42 empty] | 0 | 0 | 0 | 0 | [5 empty] | 0 | [7 empty] | 0 |  |  |  |  | #VALUE!
[42 empty] | 0 | 0 | 0 | 0 | [5 empty] | 0 | [7 empty] | 0 |  |  |  |  | #VALUE!
[42 empty] | 0 | 0 | 0 | 0 | [5 empty] | 0 | [7 empty] | 0 |  |  |  |  | #VALUE!
[42 empty] | 0 | 0 | 0 | 0 | [5 empty] | 0 | [7 empty] | 0 |  |  |  |  | #VALUE!
[42 empty] | 0 | 0 | 0 | 0 | [5 empty] | 0 | [7 empty] | 0 |  |  |  |  | #VALUE!
[42 empty] | 0 | 0 | 0 | 0 | [5 empty] | 0 | [7 empty] | 0 |  |  |  |  | #VALUE!
[42 empty] | 0 | 0 | 0 | 0 | [5 empty] | 0 | [7 empty] | 0 |  |  |  |  | #VALUE!
[42 empty] | 0 | 0 | 0 | 0 | [5 empty] | 0 | [7 empty] | 0 |  |  |  |  | #VALUE!
[42 empty] | 0 | 0 | 0 | 0 | [5 empty] | 0 | [7 empty] | 0 |  |  |  |  | #VALUE!
[42 empty] | 0 | 0 | 0 | 0 | [5 empty] | 0 | [7 empty] | 0 |  |  |  |  | #VALUE!
[42 empty] | 0 | 0 | 0 | 0 | [5 empty] | 0 | [7 empty] | 0 |  |  |  |  | #VALUE!
[42 empty] | 0 | 0 | 0 | 0 | [5 empty] | 0 | [7 empty] | 0 |  |  |  |  | #VALUE!
[42 empty] | 0 | 0 | 0 | 0 | [5 empty] | 0 | [7 empty] | 0 |  |  |  |  | #VALUE!
[42 empty] | 0 | 0 | 0 | 0 | [5 empty] | 0 | [7 empty] | 0 |  |  |  |  | #VALUE!
[42 empty] | 0 | 0 | 0 | 0 | [5 empty] | 0 | [7 empty] | 0 |  |  |  |  | #VALUE!
[42 empty] | 0 | 0 | 0 | 0 | [5 empty] | 0 | [7 empty] | 0 |  |  |  |  | #VALUE!
[42 empty] | 0 | 0 | 0 | 0 | [5 empty] | 0 | [7 empty] | 0 |  |  |  |  | #VALUE!
[42 empty] | 0 | 0 | 0 | 0 | [5 empty] | 0 | [7 empty] | 0 |  |  |  |  | #VALUE!
[42 empty] | 0 | 0 | 0 | 0 | [5 empty] | 0 | [7 empty] | 0 |  |  |  |  | #VALUE!
[42 empty] | 0 | 0 | 0 | 0 | [5 empty] | 0 | [7 empty] | 0 |  |  |  |  | #VALUE!
[42 empty] | 0 | 0 | 0 | 0 | [5 empty] | 0 | [7 empty] | 0 |  |  |  |  | #VALUE!
[42 empty] | 0 | 0 | 0 | 0 | [5 empty] | 0 | [7 empty] | 0 |  |  |  |  | #VALUE!
[42 empty] | 0 | 0 | 0 | 0 | [5 empty] | 0 | [7 empty] | 0 |  |  |  |  | #VALUE!
[42 empty] | 0 | 0 | 0 | 0 | [5 empty] | 0 | [7 empty] | 0 |  |  |  |  | #VALUE!
[42 empty] | 0 | 0 | 0 | 0 | [5 empty] | 0 | [7 empty] | 0 |  |  |  |  | #VALUE!
[42 empty] | 0 | 0 | 0 | 0 | [5 empty] | 0 | [7 empty] | 0 |  |  |  |  | #VALUE!
[42 empty] | 0 | 0 | 0 | 0 | [5 empty] | 0 | [7 empty] | 0 |  |  |  |  | #VALUE!
[42 empty] | 0 | 0 | 0 | 0 | [5 empty] | 0 | [7 empty] | 0 |  |  |  |  | #VALUE!
[42 empty] | 0 | 0 | 0 | 0 | [5 empty] | 0 | [7 empty] | 0 |  |  |  |  | #VALUE!
[42 empty] | 0 | 0 | 0 | 0 | [5 empty] | 0 | [7 empty] | 0 |  |  |  |  | #VALUE!
[42 empty] | 0 | 0 | 0 | 0 | [5 empty] | 0 | [7 empty] | 0 |  |  |  |  | #VALUE!
[42 empty] | 0 | 0 | 0 | 0 | [5 empty] | 0 | [7 empty] | 0 |  |  |  |  | #VALUE!
[42 empty] | 0 | 0 | 0 | 0 | [5 empty] | 0 | [7 empty] | 0 |  |  |  |  | #VALUE!
[42 empty] | 0 | 0 | 0 | 0 | [5 empty] | 0 | [7 empty] | 0 |  |  |  |  | #VALUE!
[42 empty] | 0 | 0 | 0 | 0 | [5 empty] | 0 | [7 empty] | 0 |  |  |  |  | #VALUE!
[42 empty] | 0 | 0 | 0 | 0 | [5 empty] | 0 | [7 empty] | 0 |  |  |  |  | #VALUE!
[42 empty] | 0 | 0 | 0 | 0 | [5 empty] | 0 | [7 empty] | 0 |  |  |  |  | #VALUE!
[42 empty] | 0 | 0 | 0 | 0 | [5 empty] | 0 | [7 empty] | 0 |  |  |  |  | #VALUE!
[42 empty] | 0 | 0 | 0 | 0 | [5 empty] | 0 | [7 empty] | 0 |  |  |  |  | #VALUE!
[42 empty] | 0 | 0 | 0 | 0 | [5 empty] | 0 | [7 empty] | 0 |  |  |  |  | #VALUE!
[42 empty] | 0 | 0 | 0 | 0 | [5 empty] | 0 | [7 empty] | 0 |  |  |  |  | #VALUE!
[42 empty] | 0 | 0 | 0 | 0 | [5 empty] | 0 | [7 empty] | 0 |  |  |  |  | #VALUE!
[42 empty] | 0 | 0 | 0 | 0 | [5 empty] | 0 | [7 empty] | 0 |  |  |  |  | #VALUE!
[42 empty] | 0 | 0 | 0 | 0 | [5 empty] | 0 | [7 empty] | 0 |  |  |  |  | #VALUE!
[42 empty] | 0 | 0 | 0 | 0 | [5 empty] | 0 | [7 empty] | 0 |  |  |  |  | #VALUE!
[42 empty] | 0 | 0 | 0 | 0 | [5 empty] | 0 | [7 empty] | 0 |  |  |  |  | #VALUE!
[42 empty] | 0 | 0 | 0 | 0 | [5 empty] | 0 | [7 empty] | 0 |  |  |  |  | #VALUE!
[42 empty] | 0 | 0 | 0 | 0 | [5 empty] | 0 | [7 empty] | 0 |  |  |  |  | #VALUE!
[42 empty] | 0 | 0 | 0 | 0 | [5 empty] | 0 | [7 empty] | 0 |  |  |  |  | #VALUE!
[42 empty] | 0 | 0 | 0 | 0 | [5 empty] | 0 | [7 empty] | 0 |  |  |  |  | #VALUE!
[42 empty] | 0 | 0 | 0 | 0 | [5 empty] | 0 | [7 empty] | 0 |  |  |  |  | #VALUE!
[42 empty] | 0 | 0 | 0 | 0 | [5 empty] | 0 | [7 empty] | 0 |  |  |  |  | #VALUE!
[42 empty] | 0 | 0 | 0 | 0 | [5 empty] | 0 | [7 empty] | 0 |  |  |  |  | #VALUE!
[42 empty] | 0 | 0 | 0 | 0 | [5 empty] | 0 | [7 empty] | 0 |  |  |  |  | #VALUE!
[42 empty] | 0 | 0 | 0 | 0 | [5 empty] | 0 | [7 empty] | 0 |  |  |  |  | #VALUE!
[42 empty] | 0 | 0 | 0 | 0 | [5 empty] | 0 | [7 empty] | 0 |  |  |  |  | #VALUE!
[42 empty] | 0 | 0 | 0 | 0 | [5 empty] | 0 | [7 empty] | 0 |  |  |  |  | #VALUE!
[42 empty] | 0 | 0 | 0 | 0 | [5 empty] | 0 | [7 empty] | 0 |  |  |  |  | #VALUE!
[42 empty] | 0 | 0 | 0 | 0 | [5 empty] | 0 | [7 empty] | 0 |  |  |  |  | #VALUE!
[42 empty] | 0 | 0 | 0 | 0 | [5 empty] | 0 | [7 empty] | 0 |  |  |  |  | #VALUE!
[42 empty] | 0 | 0 | 0 | 0 | [5 empty] | 0 | [7 empty] | 0 |  |  |  |  | #VALUE!
[42 empty] | 0 | 0 | 0 | 0 | [5 empty] | 0 | [7 empty] | 0 |  |  |  |  | #VALUE!
[42 empty] | 0 | 0 | 0 | 0 | [5 empty] | 0 | [7 empty] | 0 |  |  |  |  | #VALUE!
[42 empty] | 0 | 0 | 0 | 0 | [5 empty] | 0 | [7 empty] | 0 |  |  |  |  | #VALUE!
[42 empty] | 0 | 0 | 0 | 0 | [5 empty] | 0 | [7 empty] | 0 |  |  |  |  | #VALUE!
[42 empty] | 0 | 0 | 0 | 0 | [5 empty] | 0 | [7 empty] | 0 |  |  |  |  | #VALUE!
[42 empty] | 0 | 0 | 0 | 0 | [5 empty] | 0 | [7 empty] | 0 |  |  |  |  | #VALUE!
[42 empty] | 0 | 0 | 0 | 0 | [5 empty] | 0 | [7 empty] | 0 |  |  |  |  | #VALUE!
[42 empty] | 0 | 0 | 0 | 0 | [5 empty] | 0 | [7 empty] | 0 |  |  |  |  | #VALUE!
[42 empty] | 0 | 0 | 0 | 0 | [5 empty] | 0 | [7 empty] | 0 |  |  |  |  | #VALUE!
[42 empty] | 0 | 0 | 0 | 0 | [5 empty] | 0 | [7 empty] | 0 |  |  |  |  | #VALUE!
[42 empty] | 0 | 0 | 0 | 0 | [5 empty] | 0 | [7 empty] | 0 |  |  |  |  | #VALUE!
[42 empty] | 0 | 0 | 0 | 0 | [5 empty] | 0 | [7 empty] | 0 |  |  |  |  | #VALUE!
[42 empty] | 0 | 0 | 0 | 0 | [5 empty] | 0 | [7 empty] | 0 |  |  |  |  | #VALUE!
[42 empty] | 0 | 0 | 0 | 0 | [5 empty] | 0 | [7 empty] | 0 |  |  |  |  | #VALUE!
[42 empty] | 0 | 0 | 0 | 0 | [5 empty] | 0 | [7 empty] | 0 |  |  |  |  | #VALUE!
[42 empty] | 0 | 0 | 0 | 0 | [5 empty] | 0 | [7 empty] | 0 |  |  |  |  | #VALUE!
[42 empty] | 0 | 0 | 0 | 0 | [5 empty] | 0 | [7 empty] | 0 |  |  |  |  | #VALUE!
[42 empty] | 0 | 0 | 0 | 0 | [5 empty] | 0 | [7 empty] | 0 |  |  |  |  | #VALUE!
[42 empty] | 0 | 0 | 0 | 0 | [5 empty] | 0 | [7 empty] | 0 |  |  |  |  | #VALUE!
[42 empty] | 0 | 0 | 0 | 0 | [5 empty] | 0 | [7 empty] | 0 |  |  |  |  | #VALUE!
[42 empty] | 0 | 0 | 0 | 0 | [5 empty] | 0 | [7 empty] | 0 |  |  |  |  | #VALUE!
[42 empty] | 0 | 0 | 0 | 0 | [5 empty] | 0 | [7 empty] | 0 |  |  |  |  | #VALUE!
[42 empty] | 0 | 0 | 0 | 0 | [5 empty] | 0 | [7 empty] | 0 |  |  |  |  | #VALUE!
[42 empty] | 0 | 0 | 0 | 0 | [5 empty] | 0 | [7 empty] | 0 |  |  |  |  | #VALUE!
[42 empty] | 0 | 0 | 0 | 0 | [5 empty] | 0 | [7 empty] | 0 |  |  |  |  | #VALUE!
[42 empty] | 0 | 0 | 0 | 0 | [5 empty] | 0 | [7 empty] | 0 |  |  |  |  | #VALUE!
[42 empty] | 0 | 0 | 0 | 0 | [5 empty] | 0 | [7 empty] | 0 |  |  |  |  | #VALUE!
[42 empty] | 0 | 0 | 0 | 0 | [5 empty] | 0 | [7 empty] | 0 |  |  |  |  | #VALUE!
[42 empty] | 0 | 0 | 0 | 0 | [5 empty] | 0 | [7 empty] | 0 |  |  |  |  | #VALUE!
[42 empty] | 0 | 0 | 0 | 0 | [5 empty] | 0 | [7 empty] | 0 |  |  |  |  | #VALUE!
[42 empty] | 0 | 0 | 0 | 0 | [5 empty] | 0 | [7 empty] | 0 |  |  |  |  | #VALUE!
[42 empty] | 0 | 0 | 0 | 0 | [5 empty] | 0 | [7 empty] | 0 |  |  |  |  | #VALUE!
[42 empty] | 0 | 0 | 0 | 0 | [5 empty] | 0 | [7 empty] | 0 |  |  |  |  | #VALUE!
[42 empty] | 0 | 0 | 0 | 0 | [5 empty] | 0 | [7 empty] | 0 |  |  |  |  | #VALUE!
[42 empty] | 0 | 0 | 0 | 0 | [5 empty] | 0 | [7 empty] | 0 |  |  |  |  | #VALUE!
[42 empty] | 0 | 0 | 0 | 0 | [5 empty] | 0 | [7 empty] | 0 |  |  |  |  | #VALUE!
[42 empty] | 0 | 0 | 0 | 0 | [5 empty] | 0 | [7 empty] | 0 |  |  |  |  | #VALUE!
[42 empty] | 0 | 0 | 0 | 0 | [5 empty] | 0 | [7 empty] | 0 |  |  |  |  | #VALUE!
[42 empty] | 0 | 0 | 0 | 0 | [5 empty] | 0 | [7 empty] | 0 |  |  |  |  | #VALUE!
[42 empty] | 0 | 0 | 0 | 0 | [5 empty] | 0 | [7 empty] | 0 |  |  |  |  | #VALUE!
[42 empty] | 0 | 0 | 0 | 0 | [5 empty] | 0 | [7 empty] | 0 |  |  |  |  | #VALUE!
[42 empty] | 0 | 0 | 0 | 0 | [5 empty] | 0 | [7 empty] | 0 |  |  |  |  | #VALUE!
[42 empty] | 0 | 0 | 0 | 0 | [5 empty] | 0 | [7 empty] | 0 |  |  |  |  | #VALUE!
[42 empty] | 0 | 0 | 0 | 0 | [5 empty] | 0 | [7 empty] | 0 |  |  |  |  | #VALUE!
[42 empty] | 0 | 0 | 0 | 0 | [5 empty] | 0 | [7 empty] | 0 |  |  |  |  | #VALUE!
[42 empty] | 0 | 0 | 0 | 0 | [5 empty] | 0 | [7 empty] | 0 |  |  |  |  | #VALUE!
[42 empty] | 0 | 0 | 0 | 0 | [5 empty] | 0 | [7 empty] | 0 |  |  |  |  | #VALUE!
[42 empty] | 0 | 0 | 0 | 0 | [5 empty] | 0 | [7 empty] | 0 |  |  |  |  | #VALUE!
[42 empty] | 0 | 0 | 0 | 0 | [5 empty] | 0 | [7 empty] | 0 |  |  |  |  | #VALUE!
[42 empty] | 0 | 0 | 0 | 0 | [5 empty] | 0 | [7 empty] | 0 |  |  |  |  | #VALUE!
[42 empty] | 0 | 0 | 0 | 0 | [5 empty] | 0 | [7 empty] | 0 |  |  |  |  | #VALUE!
[42 empty] | 0 | 0 | 0 | 0 | [5 empty] | 0 | [7 empty] | 0 |  |  |  |  | #VALUE!
[42 empty] | 0 | 0 | 0 | 0 | [5 empty] | 0 | [7 empty] | 0 |  |  |  |  | #VALUE!
[42 empty] | 0 | 0 | 0 | 0 | [5 empty] | 0 | [7 empty] | 0 |  |  |  |  | #VALUE!
[42 empty] | 0 | 0 | 0 | 0 | [5 empty] | 0 | [7 empty] | 0 |  |  |  |  | #VALUE!
[42 empty] | 0 | 0 | 0 | 0 | [5 empty] | 0 | [7 empty] | 0 |  |  |  |  | #VALUE!
[42 empty] | 0 | 0 | 0 | 0 | [5 empty] | 0 | [7 empty] | 0 |  |  |  |  | #VALUE!
[42 empty] | 0 | 0 | 0 | 0 | [5 empty] | 0 | [7 empty] | 0 |  |  |  |  | #VALUE!
[42 empty] | 0 | 0 | 0 | 0 | [5 empty] | 0 | [7 empty] | 0 |  |  |  |  | #VALUE!
[42 empty] | 0 | 0 | 0 | 0 | [5 empty] | 0 | [7 empty] | 0 |  |  |  |  | #VALUE!
[42 empty] | 0 | 0 | 0 | 0 | [5 empty] | 0 | [7 empty] | 0 |  |  |  |  | #VALUE!
[42 empty] | 0 | 0 | 0 | 0 | [5 empty] | 0 | [7 empty] | 0 |  |  |  |  | #VALUE!
[42 empty] | 0 | 0 | 0 | 0 | [5 empty] | 0 | [7 empty] | 0 |  |  |  |  | #VALUE!
[42 empty] | 0 | 0 | 0 | 0 | [5 empty] | 0 | [7 empty] | 0 |  |  |  |  | #VALUE!
[42 empty] | 0 | 0 | 0 | 0 | [5 empty] | 0 | [7 empty] | 0 |  |  |  |  | #VALUE!
[42 empty] | 0 | 0 | 0 | 0 | [5 empty] | 0 | [7 empty] | 0 |  |  |  |  | #VALUE!
[42 empty] | 0 | 0 | 0 | 0 | [5 empty] | 0 | [7 empty] | 0 |  |  |  |  | #VALUE!
[42 empty] | 0 | 0 | 0 | 0 | [5 empty] | 0 | [7 empty] | 0 |  |  |  |  | #VALUE!
[42 empty] | 0 | 0 | 0 | 0 | [5 empty] | 0 | [7 empty] | 0 |  |  |  |  | #VALUE!
[42 empty] | 0 | 0 | 0 | 0 | [5 empty] | 0 | [7 empty] | 0 |  |  |  |  | #VALUE!
[42 empty] | 0 | 0 | 0 | 0 | [5 empty] | 0 | [7 empty] | 0 |  |  |  |  | #VALUE!
[42 empty] | 0 | 0 | 0 | 0 | [5 empty] | 0 | [7 empty] | 0 |  |  |  |  | #VALUE!
[42 empty] | 0 | 0 | 0 | 0 | [5 empty] | 0 | [7 empty] | 0 |  |  |  |  | #VALUE!
[42 empty] | 0 | 0 | 0 | 0 | [5 empty] | 0 | [7 empty] | 0 |  |  |  |  | #VALUE!
[42 empty] | 0 | 0 | 0 | 0 | [5 empty] | 0 | [7 empty] | 0 |  |  |  |  | #VALUE!
[42 empty] | 0 | 0 | 0 | 0 | [5 empty] | 0 | [7 empty] | 0 |  |  |  |  | #VALUE!
[42 empty] | 0 | 0 | 0 | 0 | [5 empty] | 0 | [7 empty] | 0 |  |  |  |  | #VALUE!
[42 empty] | 0 | 0 | 0 | 0 | [5 empty] | 0 | [7 empty] | 0 |  |  |  |  | #VALUE!
[42 empty] | 0 | 0 | 0 | 0 | [5 empty] | 0 | [7 empty] | 0 |  |  |  |  | #VALUE!
[42 empty] | 0 | 0 | 0 | 0 | [5 empty] | 0 | [7 empty] | 0 |  |  |  |  | #VALUE!
[42 empty] | 0 | 0 | 0 | 0 | [5 empty] | 0 | [7 empty] | 0 |  |  |  |  | #VALUE!
[42 empty] | 0 | 0 | 0 | 0 | [5 empty] | 0 | [7 empty] | 0 |  |  |  |  | #VALUE!
[42 empty] | 0 | 0 | 0 | 0 | [5 empty] | 0 | [7 empty] | 0 |  |  |  |  | #VALUE!
[42 empty] | 0 | 0 | 0 | 0 | [5 empty] | 0 | [7 empty] | 0 |  |  |  |  | #VALUE!
[42 empty] | 0 | 0 | 0 | 0 | [5 empty] | 0 | [7 empty] | 0 |  |  |  |  | #VALUE!
[42 empty] | 0 | 0 | 0 | 0 | [5 empty] | 0 | [7 empty] | 0 |  |  |  |  | #VALUE!
[42 empty] | 0 | 0 | 0 | 0 | [5 empty] | 0 | [7 empty] | 0 |  |  |  |  | #VALUE!
[42 empty] | 0 | 0 | 0 | 0 | [5 empty] | 0 | [7 empty] | 0 |  |  |  |  | #VALUE!
[42 empty] | 0 | 0 | 0 | 0 | [5 empty] | 0 | [7 empty] | 0 |  |  |  |  | #VALUE!
[42 empty] | 0 | 0 | 0 | 0 | [5 empty] | 0 | [7 empty] | 0 |  |  |  |  | #VALUE!
[42 empty] | 0 | 0 | 0 | 0 | [5 empty] | 0 | [7 empty] | 0 |  |  |  |  | #VALUE!
[42 empty] | 0 | 0 | 0 | 0 | [5 empty] | 0 | [7 empty] | 0 |  |  |  |  | #VALUE!
[42 empty] | 0 | 0 | 0 | 0 | [5 empty] | 0 | [7 empty] | 0 |  |  |  |  | #VALUE!
[42 empty] | 0 | 0 | 0 | 0 | [5 empty] | 0 | [7 empty] | 0 |  |  |  |  | #VALUE!
[42 empty] | 0 | 0 | 0 | 0 | [5 empty] | 0 | [7 empty] | 0 |  |  |  |  | #VALUE!
[42 empty] | 0 | 0 | 0 | 0 | [5 empty] | 0 | [7 empty] | 0 |  |  |  |  | #VALUE!
[42 empty] | 0 | 0 | 0 | 0 | [5 empty] | 0 | [7 empty] | 0 |  |  |  |  | #VALUE!
[42 empty] | 0 | 0 | 0 | 0 | [5 empty] | 0 | [7 empty] | 0 |  |  |  |  | #VALUE!
[42 empty] | 0 | 0 | 0 | 0 | [5 empty] | 0 | [7 empty] | 0 |  |  |  |  | #VALUE!
[42 empty] | 0 | 0 | 0 | 0 | [5 empty] | 0 | [7 empty] | 0 |  |  |  |  | #VALUE!
[42 empty] | 0 | 0 | 0 | 0 | [5 empty] | 0 | [7 empty] | 0 |  |  |  |  | #VALUE!
[42 empty] | 0 | 0 | 0 | 0 | [5 empty] | 0 | [7 empty] | 0 |  |  |  |  | #VALUE!
[42 empty] | 0 | 0 | 0 | 0 | [5 empty] | 0 | [7 empty] | 0 |  |  |  |  | #VALUE!
[42 empty] | 0 | 0 | 0 | 0 | [5 empty] | 0 | [7 empty] | 0 |  |  |  |  | #VALUE!
[42 empty] | 0 | 0 | 0 | 0 | [5 empty] | 0 | [7 empty] | 0 |  |  |  |  | #VALUE!
[42 empty] | 0 | 0 | 0 | 0 | [5 empty] | 0 | [7 empty] | 0 |  |  |  |  | #VALUE!
[42 empty] | 0 | 0 | 0 | 0 | [5 empty] | 0 | [7 empty] | 0 |  |  |  |  | #VALUE!
[42 empty] | 0 | 0 | 0 | 0 | [5 empty] | 0 | [7 empty] | 0 |  |  |  |  | #VALUE!
[42 empty] | 0 | 0 | 0 | 0 | [5 empty] | 0 | [7 empty] | 0 |  |  |  |  | #VALUE!
[42 empty] | 0 | 0 | 0 | 0 | [5 empty] | 0 | [7 empty] | 0 |  |  |  |  | #VALUE!
[42 empty] | 0 | 0 | 0 | 0 | [5 empty] | 0 | [7 empty] | 0 |  |  |  |  | #VALUE!
[42 empty] | 0 | 0 | 0 | 0 | [5 empty] | 0 | [7 empty] | 0 |  |  |  |  | #VALUE!
[42 empty] | 0 | 0 | 0 | 0 | [5 empty] | 0 | [7 empty] | 0 |  |  |  |  | #VALUE!
[42 empty] | 0 | 0 | 0 | 0 | [5 empty] | 0 | [7 empty] | 0 |  |  |  |  | #VALUE!
[42 empty] | 0 | 0 | 0 | 0 | [5 empty] | 0 | [7 empty] | 0 |  |  |  |  | #VALUE!
[42 empty] | 0 | 0 | 0 | 0 | [5 empty] | 0 | [7 empty] | 0 |  |  |  |  | #VALUE!
[42 empty] | 0 | 0 | 0 | 0 | [5 empty] | 0 | [7 empty] | 0 |  |  |  |  | #VALUE!
[42 empty] | 0 | 0 | 0 | 0 | [5 empty] | 0 | [7 empty] | 0 |  |  |  |  | #VALUE!
[42 empty] | 0 | 0 | 0 | 0 | [5 empty] | 0 | [7 empty] | 0 |  |  |  |  | #VALUE!
[42 empty] | 0 | 0 | 0 | 0 | [5 empty] | 0 | [7 empty] | 0 |  |  |  |  | #VALUE!
[42 empty] | 0 | 0 | 0 | 0 | [5 empty] | 0 | [7 empty] | 0 |  |  |  |  | #VALUE!
[42 empty] | 0 | 0 | 0 | 0 | [5 empty] | 0 | [7 empty] | 0 |  |  |  |  | #VALUE!
[42 empty] | 0 | 0 | 0 | 0 | [5 empty] | 0 | [7 empty] | 0 |  |  |  |  | #VALUE!
[42 empty] | 0 | 0 | 0 | 0 | [5 empty] | 0 | [7 empty] | 0 |  |  |  |  | #VALUE!
[42 empty] | 0 | 0 | 0 | 0 | [5 empty] | 0 | [7 empty] | 0 |  |  |  |  | #VALUE!
[42 empty] | 0 | 0 | 0 | 0 | [5 empty] | 0 | [7 empty] | 0 |  |  |  |  | #VALUE!
[42 empty] | 0 | 0 | 0 | 0 | [5 empty] | 0 | [7 empty] | 0 |  |  |  |  | #VALUE!
[42 empty] | 0 | 0 | 0 | 0 | [5 empty] | 0 | [7 empty] | 0 |  |  |  |  | #VALUE!
[42 empty] | 0 | 0 | 0 | 0 | [5 empty] | 0 | [7 empty] | 0 |  |  |  |  | #VALUE!
[42 empty] | 0 | 0 | 0 | 0 | [5 empty] | 0 | [7 empty] | 0 |  |  |  |  | #VALUE!
[42 empty] | 0 | 0 | 0 | 0 | [5 empty] | 0 | [7 empty] | 0 |  |  |  |  | #VALUE!
[42 empty] | 0 | 0 | 0 | 0 | [5 empty] | 0 | [7 empty] | 0 |  |  |  |  | #VALUE!
[42 empty] | 0 | 0 | 0 | 0 | [5 empty] | 0 | [7 empty] | 0 |  |  |  |  | #VALUE!
[42 empty] | 0 | 0 | 0 | 0 | [5 empty] | 0 | [7 empty] | 0 |  |  |  |  | #VALUE!
[42 empty] | 0 | 0 | 0 | 0 | [5 empty] | 0 | [7 empty] | 0 |  |  |  |  | #VALUE!
[42 empty] | 0 | 0 | 0 | 0 | [5 empty] | 0 | [7 empty] | 0 |  |  |  |  | #VALUE!
[42 empty] | 0 | 0 | 0 | 0 | [5 empty] | 0 | [7 empty] | 0 |  |  |  |  | #VALUE!
[42 empty] | 0 | 0 | 0 | 0 | [5 empty] | 0 | [7 empty] | 0 |  |  |  |  | #VALUE!
[42 empty] | 0 | 0 | 0 | 0 | [5 empty] | 0 | [7 empty] | 0 |  |  |  |  | #VALUE!
[42 empty] | 0 | 0 | 0 | 0 | [5 empty] | 0 | [7 empty] | 0 |  |  |  |  | #VALUE!
[42 empty] | 0 | 0 | 0 | 0 | [5 empty] | 0 | [7 empty] | 0 |  |  |  |  | #VALUE!
[42 empty] | 0 | 0 | 0 | 0 | [5 empty] | 0 | [7 empty] | 0 |  |  |  |  | #VALUE!
[42 empty] | 0 | 0 | 0 | 0 | [5 empty] | 0 | [7 empty] | 0 |  |  |  |  | #VALUE!
[42 empty] | 0 | 0 | 0 | 0 | [5 empty] | 0 | [7 empty] | 0 |  |  |  |  | #VALUE!
[42 empty] | 0 | 0 | 0 | 0 | [5 empty] | 0 | [7 empty] | 0 |  |  |  |  | #VALUE!
[42 empty] | 0 | 0 | 0 | 0 | [5 empty] | 0 | [7 empty] | 0 |  |  |  |  | #VALUE!
[42 empty] | 0 | 0 | 0 | 0 | [5 empty] | 0 | [7 empty] | 0 |  |  |  |  | #VALUE!
[42 empty] | 0 | 0 | 0 | 0 | [5 empty] | 0 | [7 empty] | 0 |  |  |  |  | #VALUE!
[42 empty] | 0 | 0 | 0 | 0 | [5 empty] | 0 | [7 empty] | 0 |  |  |  |  | #VALUE!
[42 empty] | 0 | 0 | 0 | 0 | [5 empty] | 0 | [7 empty] | 0 |  |  |  |  | #VALUE!
[42 empty] | 0 | 0 | 0 | 0 | [5 empty] | 0 | [7 empty] | 0 |  |  |  |  | #VALUE!
[42 empty] | 0 | 0 | 0 | 0 | [5 empty] | 0 | [7 empty] | 0 |  |  |  |  | #VALUE!
[42 empty] | 0 | 0 | 0 | 0 | [5 empty] | 0 | [7 empty] | 0 |  |  |  |  | #VALUE!
[42 empty] | 0 | 0 | 0 | 0 | [5 empty] | 0 | [7 empty] | 0 |  |  |  |  | #VALUE!
[42 empty] | 0 | 0 | 0 | 0 | [5 empty] | 0 | [7 empty] | 0 |  |  |  |  | #VALUE!
[42 empty] | 0 | 0 | 0 | 0 | [5 empty] | 0 | [7 empty] | 0 |  |  |  |  | #VALUE!
[42 empty] | 0 | 0 | 0 | 0 | [5 empty] | 0 | [7 empty] | 0 |  |  |  |  | #VALUE!
[42 empty] | 0 | 0 | 0 | 0 | [5 empty] | 0 | [7 empty] | 0 |  |  |  |  | #VALUE!
[42 empty] | 0 | 0 | 0 | 0 | [5 empty] | 0 | [7 empty] | 0 |  |  |  |  | #VALUE!
[42 empty] | 0 | 0 | 0 | 0 | [5 empty] | 0 | [7 empty] | 0 |  |  |  |  | #VALUE!
[42 empty] | 0 | 0 | 0 | 0 | [5 empty] | 0 | [7 empty] | 0 |  |  |  |  | #VALUE!
[42 empty] | 0 | 0 | 0 | 0 | [5 empty] | 0 | [7 empty] | 0 |  |  |  |  | #VALUE!
[42 empty] | 0 | 0 | 0 | 0 | [5 empty] | 0 | [7 empty] | 0 |  |  |  |  | #VALUE!
[42 empty] | 0 | 0 | 0 | 0 | [5 empty] | 0 | [7 empty] | 0 |  |  |  |  | #VALUE!
[42 empty] | 0 | 0 | 0 | 0 | [5 empty] | 0 | [7 empty] | 0 |  |  |  |  | #VALUE!
[42 empty] | 0 | 0 | 0 | 0 | [5 empty] | 0 | [7 empty] | 0 |  |  |  |  | #VALUE!
[42 empty] | 0 | 0 | 0 | 0 | [5 empty] | 0 | [7 empty] | 0 |  |  |  |  | #VALUE!
[42 empty] | 0 | 0 | 0 | 0 | [5 empty] | 0 | [7 empty] | 0 |  |  |  |  | #VALUE!
[42 empty] | 0 | 0 | 0 | 0 | [5 empty] | 0 | [7 empty] | 0 |  |  |  |  | #VALUE!
[42 empty] | 0 | 0 | 0 | 0 | [5 empty] | 0 | [7 empty] | 0 |  |  |  |  | #VALUE!
[42 empty] | 0 | 0 | 0 | 0 | [5 empty] | 0 | [7 empty] | 0 |  |  |  |  | #VALUE!
[42 empty] | 0 | 0 | 0 | 0 | [5 empty] | 0 | [7 empty] | 0 |  |  |  |  | #VALUE!
[42 empty] | 0 | 0 | 0 | 0 | [5 empty] | 0 | [7 empty] | 0 |  |  |  |  | #VALUE!
[42 empty] | 0 | 0 | 0 | 0 | [5 empty] | 0 | [7 empty] | 0 |  |  |  |  | #VALUE!
[42 empty] | 0 | 0 | 0 | 0 | [5 empty] | 0 | [7 empty] | 0 |  |  |  |  | #VALUE!
[42 empty] | 0 | 0 | 0 | 0 | [5 empty] | 0 | [7 empty] | 0 |  |  |  |  | #VALUE!
[42 empty] | 0 | 0 | 0 | 0 | [5 empty] | 0 | [7 empty] | 0 |  |  |  |  | #VALUE!
[42 empty] | 0 | 0 | 0 | 0 | [5 empty] | 0 | [7 empty] | 0 |  |  |  |  | #VALUE!
[42 empty] | 0 | 0 | 0 | 0 | [5 empty] | 0 | [7 empty] | 0 |  |  |  |  | #VALUE!
[42 empty] | 0 | 0 | 0 | 0 | [5 empty] | 0 | [7 empty] | 0 |  |  |  |  | #VALUE!
[42 empty] | 0 | 0 | 0 | 0 | [5 empty] | 0 | [7 empty] | 0 |  |  |  |  | #VALUE!
[42 empty] | 0 | 0 | 0 | 0 | [5 empty] | 0 | [7 empty] | 0 |  |  |  |  | #VALUE!
[42 empty] | 0 | 0 | 0 | 0 | [5 empty] | 0 | [7 empty] | 0 |  |  |  |  | #VALUE!
[42 empty] | 0 | 0 | 0 | 0 | [5 empty] | 0 | [7 empty] | 0 |  |  |  |  | #VALUE!
[42 empty] | 0 | 0 | 0 | 0 | [5 empty] | 0 | [7 empty] | 0 |  |  |  |  | #VALUE!
[42 empty] | 0 | 0 | 0 | 0 | [5 empty] | 0 | [7 empty] | 0 |  |  |  |  | #VALUE!
[42 empty] | 0 | 0 | 0 | 0 | [5 empty] | 0 | [7 empty] | 0 |  |  |  |  | #VALUE!
[42 empty] | 0 | 0 | 0 | 0 | [5 empty] | 0 | [7 empty] | 0 |  |  |  |  | #VALUE!
[42 empty] | 0 | 0 | 0 | 0 | [5 empty] | 0 | [7 empty] | 0 |  |  |  |  | #VALUE!
[42 empty] | 0 | 0 | 0 | 0 | [5 empty] | 0 | [7 empty] | 0 |  |  |  |  | #VALUE!
[42 empty] | 0 | 0 | 0 | 0 | [5 empty] | 0 | [7 empty] | 0 |  |  |  |  | #VALUE!
[42 empty] | 0 | 0 | 0 | 0 | [5 empty] | 0 | [7 empty] | 0 |  |  |  |  | #VALUE!
[42 empty] | 0 | 0 | 0 | 0 | [5 empty] | 0 | [7 empty] | 0 |  |  |  |  | #VALUE!
[42 empty] | 0 | 0 | 0 | 0 | [5 empty] | 0 | [7 empty] | 0 |  |  |  |  | #VALUE!
[42 empty] | 0 | 0 | 0 | 0 | [5 empty] | 0 | [7 empty] | 0 |  |  |  |  | #VALUE!
[42 empty] | 0 | 0 | 0 | 0 | [5 empty] | 0 | [7 empty] | 0 |  |  |  |  | #VALUE!
[42 empty] | 0 | 0 | 0 | 0 | [5 empty] | 0 | [7 empty] | 0 |  |  |  |  | #VALUE!
[42 empty] | 0 | 0 | 0 | 0 | [5 empty] | 0 | [7 empty] | 0 |  |  |  |  | #VALUE!
[42 empty] | 0 | 0 | 0 | 0 | [5 empty] | 0 | [7 empty] | 0 |  |  |  |  | #VALUE!
[42 empty] | 0 | 0 | 0 | 0 | [5 empty] | 0 | [7 empty] | 0 |  |  |  |  | #VALUE!
[42 empty] | 0 | 0 | 0 | 0 | [5 empty] | 0 | [7 empty] | 0 |  |  |  |  | #VALUE!
[42 empty] | 0 | 0 | 0 | 0 | [5 empty] | 0 | [7 empty] | 0 |  |  |  |  | #VALUE!
[42 empty] | 0 | 0 | 0 | 0 | [5 empty] | 0 | [7 empty] | 0 |  |  |  |  | #VALUE!
[42 empty] | 0 | 0 | 0 | 0 | [5 empty] | 0 | [7 empty] | 0 |  |  |  |  | #VALUE!
[42 empty] | 0 | 0 | 0 | 0 | [5 empty] | 0 | [7 empty] | 0 |  |  |  |  | #VALUE!
[42 empty] | 0 | 0 | 0 | 0 | [5 empty] | 0 | [7 empty] | 0 |  |  |  |  | #VALUE!
[42 empty] | 0 | 0 | 0 | 0 | [5 empty] | 0 | [7 empty] | 0 |  |  |  |  | #VALUE!
[42 empty] | 0 | 0 | 0 | 0 | [5 empty] | 0 | [7 empty] | 0 |  |  |  |  | #VALUE!
[42 empty] | 0 | 0 | 0 | 0 | [5 empty] | 0 | [7 empty] | 0 |  |  |  |  | #VALUE!
[42 empty] | 0 | 0 | 0 | 0 | [5 empty] | 0 | [7 empty] | 0 |  |  |  |  | #VALUE!
[42 empty] | 0 | 0 | 0 | 0 | [5 empty] | 0 | [7 empty] | 0 |  |  |  |  | #VALUE!
[42 empty] | 0 | 0 | 0 | 0 | [5 empty] | 0 | [7 empty] | 0 |  |  |  |  | #VALUE!
[42 empty] | 0 | 0 | 0 | 0 | [5 empty] | 0 | [7 empty] | 0 |  |  |  |  | #VALUE!
[42 empty] | 0 | 0 | 0 | 0 | [5 empty] | 0 | [7 empty] | 0 |  |  |  |  | #VALUE!
[42 empty] | 0 | 0 | 0 | 0 | [5 empty] | 0 | [7 empty] | 0 |  |  |  |  | #VALUE!
[42 empty] | 0 | 0 | 0 | 0 | [5 empty] | 0 | [7 empty] | 0 |  |  |  |  | #VALUE!
[42 empty] | 0 | 0 | 0 | 0 | [5 empty] | 0 | [7 empty] | 0 |  |  |  |  | #VALUE!
[42 empty] | 0 | 0 | 0 | 0 | [5 empty] | 0 | [7 empty] | 0 |  |  |  |  | #VALUE!
[42 empty] | 0 | 0 | 0 | 0 | [5 empty] | 0 | [7 empty] | 0 |  |  |  |  | #VALUE!
[42 empty] | 0 | 0 | 0 | 0 | [5 empty] | 0 | [7 empty] | 0 |  |  |  |  | #VALUE!
[42 empty] | 0 | 0 | 0 | 0 | [5 empty] | 0 | [7 empty] | 0 |  |  |  |  | #VALUE!
[42 empty] | 0 | 0 | 0 | 0 | [5 empty] | 0 | [7 empty] | 0 |  |  |  |  | #VALUE!
[42 empty] | 0 | 0 | 0 | 0 | [5 empty] | 0 | [7 empty] | 0 |  |  |  |  | #VALUE!
[42 empty] | 0 | 0 | 0 | 0 | [5 empty] | 0 | [7 empty] | 0 |  |  |  |  | #VALUE!
[42 empty] | 0 | 0 | 0 | 0 | [5 empty] | 0 | [7 empty] | 0 |  |  |  |  | #VALUE!
[42 empty] | 0 | 0 | 0 | 0 | [5 empty] | 0 | [7 empty] | 0 |  |  |  |  | #VALUE!
[42 empty] | 0 | 0 | 0 | 0 | [5 empty] | 0 | [7 empty] | 0 |  |  |  |  | #VALUE!
[42 empty] | 0 | 0 | 0 | 0 | [5 empty] | 0 | [7 empty] | 0 |  |  |  |  | #VALUE!
[42 empty] | 0 | 0 | 0 | 0 | [5 empty] | 0 | [7 empty] | 0 |  |  |  |  | #VALUE!
[42 empty] | 0 | 0 | 0 | 0 | [5 empty] | 0 | [7 empty] | 0 |  |  |  |  | #VALUE!
[42 empty] | 0 | 0 | 0 | 0 | [5 empty] | 0 | [7 empty] | 0 |  |  |  |  | #VALUE!
[42 empty] | 0 | 0 | 0 | 0 | [5 empty] | 0 | [7 empty] | 0 |  |  |  |  | #VALUE!
[42 empty] | 0 | 0 | 0 | 0 | [5 empty] | 0 | [7 empty] | 0 |  |  |  |  | #VALUE!
[42 empty] | 0 | 0 | 0 | 0 | [5 empty] | 0 | [7 empty] | 0 |  |  |  |  | #VALUE!
[42 empty] | 0 | 0 | 0 | 0 | [5 empty] | 0 | [7 empty] | 0 |  |  |  |  | #VALUE!
[42 empty] | 0 | 0 | 0 | 0 | [5 empty] | 0 | [7 empty] | 0 |  |  |  |  | #VALUE!
[42 empty] | 0 | 0 | 0 | 0 | [5 empty] | 0 | [7 empty] | 0 |  |  |  |  | #VALUE!
[42 empty] | 0 | 0 | 0 | 0 | [5 empty] | 0 | [7 empty] | 0 |  |  |  |  | #VALUE!
[42 empty] | 0 | 0 | 0 | 0 | [5 empty] | 0 | [7 empty] | 0 |  |  |  |  | #VALUE!
[42 empty] | 0 | 0 | 0 | 0 | [5 empty] | 0 | [7 empty] | 0 |  |  |  |  | #VALUE!
[42 empty] | 0 | 0 | 0 | 0 | [5 empty] | 0 | [7 empty] | 0 |  |  |  |  | #VALUE!
[42 empty] | 0 | 0 | 0 | 0 | [5 empty] | 0 | [7 empty] | 0 |  |  |  |  | #VALUE!
[42 empty] | 0 | 0 | 0 | 0 | [5 empty] | 0 | [7 empty] | 0 |  |  |  |  | #VALUE!
[42 empty] | 0 | 0 | 0 | 0 | [5 empty] | 0 | [7 empty] | 0 |  |  |  |  | #VALUE!
[42 empty] | 0 | 0 | 0 | 0 | [5 empty] | 0 | [7 empty] | 0 |  |  |  |  | #VALUE!
[42 empty] | 0 | 0 | 0 | 0 | [5 empty] | 0 | [7 empty] | 0 |  |  |  |  | #VALUE!
[42 empty] | 0 | 0 | 0 | 0 | [5 empty] | 0 | [7 empty] | 0 |  |  |  |  | #VALUE!
[42 empty] | 0 | 0 | 0 | 0 | [5 empty] | 0 | [7 empty] | 0 |  |  |  |  | #VALUE!
[42 empty] | 0 | 0 | 0 | 0 | [5 empty] | 0 | [7 empty] | 0 |  |  |  |  | #VALUE!
[42 empty] | 0 | 0 | 0 | 0 | [5 empty] | 0 | [7 empty] | 0 |  |  |  |  | #VALUE!
[42 empty] | 0 | 0 | 0 | 0 | [5 empty] | 0 | [7 empty] | 0 |  |  |  |  | #VALUE!
[42 empty] | 0 | 0 | 0 | 0 | [5 empty] | 0 | [7 empty] | 0 |  |  |  |  | #VALUE!
[42 empty] | 0 | 0 | 0 | 0 | [5 empty] | 0 | [7 empty] | 0 |  |  |  |  | #VALUE!
[42 empty] | 0 | 0 | 0 | 0 | [5 empty] | 0 | [7 empty] | 0 |  |  |  |  | #VALUE!
[42 empty] | 0 | 0 | 0 | 0 | [5 empty] | 0 | [7 empty] | 0 |  |  |  |  | #VALUE!
[42 empty] | 0 | 0 | 0 | 0 | [5 empty] | 0 | [7 empty] | 0 |  |  |  |  | #VALUE!
[42 empty] | 0 | 0 | 0 | 0 | [5 empty] | 0 | [7 empty] | 0 |  |  |  |  | #VALUE!
[42 empty] | 0 | 0 | 0 | 0 | [5 empty] | 0 | [7 empty] | 0 |  |  |  |  | #VALUE!
[42 empty] | 0 | 0 | 0 | 0 | [5 empty] | 0 | [7 empty] | 0 |  |  |  |  | #VALUE!
[42 empty] | 0 | 0 | 0 | 0 | [5 empty] | 0 | [7 empty] | 0 |  |  |  |  | #VALUE!
[42 empty] | 0 | 0 | 0 | 0 | [5 empty] | 0 | [7 empty] | 0 |  |  |  |  | #VALUE!
[42 empty] | 0 | 0 | 0 | 0 | [5 empty] | 0 | [7 empty] | 0 |  |  |  |  | #VALUE!
[42 empty] | 0 | 0 | 0 | 0 | [5 empty] | 0 | [7 empty] | 0 |  |  |  |  | #VALUE!
[42 empty] | 0 | 0 | 0 | 0 | [5 empty] | 0 | [7 empty] | 0 |  |  |  |  | #VALUE!
[42 empty] | 0 | 0 | 0 | 0 | [5 empty] | 0 | [7 empty] | 0 |  |  |  |  | #VALUE!
[42 empty] | 0 | 0 | 0 | 0 | [5 empty] | 0 | [7 empty] | 0 |  |  |  |  | #VALUE!
[42 empty] | 0 | 0 | 0 | 0 | [5 empty] | 0 | [7 empty] | 0 |  |  |  |  | #VALUE!
[42 empty] | 0 | 0 | 0 | 0 | [5 empty] | 0 | [7 empty] | 0 |  |  |  |  | #VALUE!
[42 empty] | 0 | 0 | 0 | 0 | [5 empty] | 0 | [7 empty] | 0 |  |  |  |  | #VALUE!
[42 empty] | 0 | 0 | 0 | 0 | [5 empty] | 0 | [7 empty] | 0 |  |  |  |  | #VALUE!
[42 empty] | 0 | 0 | 0 | 0 | [5 empty] | 0 | [7 empty] | 0 |  |  |  |  | #VALUE!
[42 empty] | 0 | 0 | 0 | 0 | [5 empty] | 0 | [7 empty] | 0 |  |  |  |  | #VALUE!
[42 empty] | 0 | 0 | 0 | 0 | [5 empty] | 0 | [7 empty] | 0 |  |  |  |  | #VALUE!
[42 empty] | 0 | 0 | 0 | 0 | [5 empty] | 0 | [7 empty] | 0 |  |  |  |  | #VALUE!
[42 empty] | 0 | 0 | 0 | 0 | [5 empty] | 0 | [7 empty] | 0 |  |  |  |  | #VALUE!
[42 empty] | 0 | 0 | 0 | 0 | [5 empty] | 0 | [7 empty] | 0 |  |  |  |  | #VALUE!
[42 empty] | 0 | 0 | 0 | 0 | [5 empty] | 0 | [7 empty] | 0 |  |  |  |  | #VALUE!
[42 empty] | 0 | 0 | 0 | 0 | [5 empty] | 0 | [7 empty] | 0 |  |  |  |  | #VALUE!
[42 empty] | 0 | 0 | 0 | 0 | [5 empty] | 0 | [7 empty] | 0 |  |  |  |  | #VALUE!
[42 empty] | 0 | 0 | 0 | 0 | [5 empty] | 0 | [7 empty] | 0 |  |  |  |  | #VALUE!
[42 empty] | 0 | 0 | 0 | 0 | [5 empty] | 0 | [7 empty] | 0 |  |  |  |  | #VALUE!
[42 empty] | 0 | 0 | 0 | 0 | [5 empty] | 0 | [7 empty] | 0 |  |  |  |  | #VALUE!
[42 empty] | 0 | 0 | 0 | 0 | [5 empty] | 0 | [7 empty] | 0 |  |  |  |  | #VALUE!
[42 empty] | 0 | 0 | 0 | 0 | [5 empty] | 0 | [7 empty] | 0 |  |  |  |  | #VALUE!
[42 empty] | 0 | 0 | 0 | 0 | [5 empty] | 0 | [7 empty] | 0 |  |  |  |  | #VALUE!
[42 empty] | 0 | 0 | 0 | 0 | [5 empty] | 0 | [7 empty] | 0 |  |  |  |  | #VALUE!
[42 empty] | 0 | 0 | 0 | 0 | [5 empty] | 0 | [7 empty] | 0 |  |  |  |  | #VALUE!
[42 empty] | 0 | 0 | 0 | 0 | [5 empty] | 0 | [7 empty] | 0 |  |  |  |  | #VALUE!
[42 empty] | 0 | 0 | 0 | 0 | [5 empty] | 0 | [7 empty] | 0 |  |  |  |  | #VALUE!
[42 empty] | 0 | 0 | 0 | 0 | [5 empty] | 0 | [7 empty] | 0 |  |  |  |  | #VALUE!
[42 empty] | 0 | 0 | 0 | 0 | [5 empty] | 0 | [7 empty] | 0 |  |  |  |  | #VALUE!
[42 empty] | 0 | 0 | 0 | 0 | [5 empty] | 0 | [7 empty] | 0 |  |  |  |  | #VALUE!
[42 empty] | 0 | 0 | 0 | 0 | [5 empty] | 0 | [7 empty] | 0 |  |  |  |  | #VALUE!
[42 empty] | 0 | 0 | 0 | 0 | [5 empty] | 0 | [7 empty] | 0 |  |  |  |  | #VALUE!
[42 empty] | 0 | 0 | 0 | 0 | [5 empty] | 0 | [7 empty] | 0 |  |  |  |  | #VALUE!
[42 empty] | 0 | 0 | 0 | 0 | [5 empty] | 0 | [7 empty] | 0 |  |  |  |  | #VALUE!
[42 empty] | 0 | 0 | 0 | 0 | [5 empty] | 0 | [7 empty] | 0 |  |  |  |  | #VALUE!
[42 empty] | 0 | 0 | 0 | 0 | [5 empty] | 0 | [7 empty] | 0 |  |  |  |  | #VALUE!
[42 empty] | 0 | 0 | 0 | 0 | [5 empty] | 0 | [7 empty] | 0 |  |  |  |  | #VALUE!
[42 empty] | 0 | 0 | 0 | 0 | [5 empty] | 0 | [7 empty] | 0 |  |  |  |  | #VALUE!
[42 empty] | 0 | 0 | 0 | 0 | [5 empty] | 0 | [7 empty] | 0 |  |  |  |  | #VALUE!
[42 empty] | 0 | 0 | 0 | 0 | [5 empty] | 0 | [7 empty] | 0 |  |  |  |  | #VALUE!
[42 empty] | 0 | 0 | 0 | 0 | [5 empty] | 0 | [7 empty] | 0 |  |  |  |  | #VALUE!
[42 empty] | 0 | 0 | 0 | 0 | [5 empty] | 0 | [7 empty] | 0 |  |  |  |  | #VALUE!
[42 empty] | 0 | 0 | 0 | 0 | [5 empty] | 0 | [7 empty] | 0 |  |  |  |  | #VALUE!
[42 empty] | 0 | 0 | 0 | 0 | [5 empty] | 0 | [7 empty] | 0 |  |  |  |  | #VALUE!
[42 empty] | 0 | 0 | 0 | 0 | [5 empty] | 0 | [7 empty] | 0 |  |  |  |  | #VALUE!
[42 empty] | 0 | 0 | 0 | 0 | [5 empty] | 0 | [7 empty] | 0 |  |  |  |  | #VALUE!
[42 empty] | 0 | 0 | 0 | 0 | [5 empty] | 0 | [7 empty] | 0 |  |  |  |  | #VALUE!
[42 empty] | 0 | 0 | 0 | 0 | [5 empty] | 0 | [7 empty] | 0 |  |  |  |  | #VALUE!
[42 empty] | 0 | 0 | 0 | 0 | [5 empty] | 0 | [7 empty] | 0 |  |  |  |  | #VALUE!
[42 empty] | 0 | 0 | 0 | 0 | [5 empty] | 0 | [7 empty] | 0 |  |  |  |  | #VALUE!
[42 empty] | 0 | 0 | 0 | 0 | [5 empty] | 0 | [7 empty] | 0 |  |  |  |  | #VALUE!
[42 empty] | 0 | 0 | 0 | 0 | [5 empty] | 0 | [7 empty] | 0 |  |  |  |  | #VALUE!
[42 empty] | 0 | 0 | 0 | 0 | [5 empty] | 0 | [7 empty] | 0 |  |  |  |  | #VALUE!
[42 empty] | 0 | 0 | 0 | 0 | [5 empty] | 0 | [7 empty] | 0 |  |  |  |  | #VALUE!
[42 empty] | 0 | 0 | 0 | 0 | [5 empty] | 0 | [7 empty] | 0 |  |  |  |  | #VALUE!
[42 empty] | 0 | 0 | 0 | 0 | [5 empty] | 0 | [7 empty] | 0 |  |  |  |  | #VALUE!
[42 empty] | 0 | 0 | 0 | 0 | [5 empty] | 0 | [7 empty] | 0 |  |  |  |  | #VALUE!
[42 empty] | 0 | 0 | 0 | 0 | [5 empty] | 0 | [7 empty] | 0 |  |  |  |  | #VALUE!
[42 empty] | 0 | 0 | 0 | 0 | [5 empty] | 0 | [7 empty] | 0 |  |  |  |  | #VALUE!
[42 empty] | 0 | 0 | 0 | 0 | [5 empty] | 0 | [7 empty] | 0 |  |  |  |  | #VALUE!
[42 empty] | 0 | 0 | 0 | 0 | [5 empty] | 0 | [7 empty] | 0 |  |  |  |  | #VALUE!
[42 empty] | 0 | 0 | 0 | 0 | [5 empty] | 0 | [7 empty] | 0 |  |  |  |  | #VALUE!
[42 empty] | 0 | 0 | 0 | 0 | [5 empty] | 0 | [7 empty] | 0 |  |  |  |  | #VALUE!
[42 empty] | 0 | 0 | 0 | 0 | [5 empty] | 0 | [7 empty] | 0 |  |  |  |  | #VALUE!
[42 empty] | 0 | 0 | 0 | 0 | [5 empty] | 0 | [7 empty] | 0 |  |  |  |  | #VALUE!
[42 empty] | 0 | 0 | 0 | 0 | [5 empty] | 0 | [7 empty] | 0 |  |  |  |  | #VALUE!
[42 empty] | 0 | 0 | 0 | 0 | [5 empty] | 0 | [7 empty] | 0 |  |  |  |  | #VALUE!
[42 empty] | 0 | 0 | 0 | 0 | [5 empty] | 0 | [7 empty] | 0 |  |  |  |  | #VALUE!
[42 empty] | 0 | 0 | 0 | 0 | [5 empty] | 0 | [7 empty] | 0 |  |  |  |  | #VALUE!
[42 empty] | 0 | 0 | 0 | 0 | [5 empty] | 0 | [7 empty] | 0 |  |  |  |  | #VALUE!
[42 empty] | 0 | 0 | 0 | 0 | [5 empty] | 0 | [7 empty] | 0 |  |  |  |  | #VALUE!
[42 empty] | 0 | 0 | 0 | 0 | [5 empty] | 0 | [7 empty] | 0 |  |  |  |  | #VALUE!
[42 empty] | 0 | 0 | 0 | 0 | [5 empty] | 0 | [7 empty] | 0 |  |  |  |  | #VALUE!
[42 empty] | 0 | 0 | 0 | 0 | [5 empty] | 0 | [7 empty] | 0 |  |  |  |  | #VALUE!
[42 empty] | 0 | 0 | 0 | 0 | [5 empty] | 0 | [7 empty] | 0 |  |  |  |  | #VALUE!
[42 empty] | 0 | 0 | 0 | 0 | [5 empty] | 0 | [7 empty] | 0 |  |  |  |  | #VALUE!
[42 empty] | 0 | 0 | 0 | 0 | [5 empty] | 0 | [7 empty] | 0 |  |  |  |  | #VALUE!
[42 empty] | 0 | 0 | 0 | 0 | [5 empty] | 0 | [7 empty] | 0 |  |  |  |  | #VALUE!
[42 empty] | 0 | 0 | 0 | 0 | [5 empty] | 0 | [7 empty] | 0 |  |  |  |  | #VALUE!
[42 empty] | 0 | 0 | 0 | 0 | [5 empty] | 0 | [7 empty] | 0 |  |  |  |  | #VALUE!
[42 empty] | 0 | 0 | 0 | 0 | [5 empty] | 0 | [7 empty] | 0 |  |  |  |  | #VALUE!
[42 empty] | 0 | 0 | 0 | 0 | [5 empty] | 0 | [7 empty] | 0 |  |  |  |  | #VALUE!
[42 empty] | 0 | 0 | 0 | 0 | [5 empty] | 0 | [7 empty] | 0 |  |  |  |  | #VALUE!
[42 empty] | 0 | 0 | 0 | 0 | [5 empty] | 0 | [7 empty] | 0 |  |  |  |  | #VALUE!
[42 empty] | 0 | 0 | 0 | 0 | [5 empty] | 0 | [7 empty] | 0 |  |  |  |  | #VALUE!
[42 empty] | 0 | 0 | 0 | 0 | [5 empty] | 0 | [7 empty] | 0 |  |  |  |  | #VALUE!
[42 empty] | 0 | 0 | 0 | 0 | [5 empty] | 0 | [7 empty] | 0 |  |  |  |  | #VALUE!
[42 empty] | 0 | 0 | 0 | 0 | [5 empty] | 0 | [7 empty] | 0 |  |  |  |  | #VALUE!
[42 empty] | 0 | 0 | 0 | 0 | [5 empty] | 0 | [7 empty] | 0 |  |  |  |  | #VALUE!
[42 empty] | 0 | 0 | 0 | 0 | [5 empty] | 0 | [7 empty] | 0 |  |  |  |  | #VALUE!
[42 empty] | 0 | 0 | 0 | 0 | [5 empty] | 0 | [7 empty] | 0 |  |  |  |  | #VALUE!
[42 empty] | 0 | 0 | 0 | 0 | [5 empty] | 0 | [7 empty] | 0 |  |  |  |  | #VALUE!
[42 empty] | 0 | 0 | 0 | 0 | [5 empty] | 0 | [7 empty] | 0 |  |  |  |  | #VALUE!
[42 empty] | 0 | 0 | 0 | 0 | [5 empty] | 0 | [7 empty] | 0 |  |  |  |  | #VALUE!
[42 empty] | 0 | 0 | 0 | 0 | [5 empty] | 0 | [7 empty] | 0 |  |  |  |  | #VALUE!
[42 empty] | 0 | 0 | 0 | 0 | [5 empty] | 0 | [7 empty] | 0 |  |  |  |  | #VALUE!
[42 empty] | 0 | 0 | 0 | 0 | [5 empty] | 0 | [7 empty] | 0 |  |  |  |  | #VALUE!
[42 empty] | 0 | 0 | 0 | 0 | [5 empty] | 0 | [7 empty] | 0 |  |  |  |  | #VALUE!
[42 empty] | 0 | 0 | 0 | 0 | [5 empty] | 0 | [7 empty] | 0 |  |  |  |  | #VALUE!
[42 empty] | 0 | 0 | 0 | 0 | [5 empty] | 0 | [7 empty] | 0 |  |  |  |  | #VALUE!
[42 empty] | 0 | 0 | 0 | 0 | [5 empty] | 0 | [7 empty] | 0 |  |  |  |  | #VALUE!
[42 empty] | 0 | 0 | 0 | 0 | [5 empty] | 0 | [7 empty] | 0 |  |  |  |  | #VALUE!
[42 empty] | 0 | 0 | 0 | 0 | [5 empty] | 0 | [7 empty] | 0 |  |  |  |  | #VALUE!
[42 empty] | 0 | 0 | 0 | 0 | [5 empty] | 0 | [7 empty] | 0 |  |  |  |  | #VALUE!
[42 empty] | 0 | 0 | 0 | 0 | [5 empty] | 0 | [7 empty] | 0 |  |  |  |  | #VALUE!
[42 empty] | 0 | 0 | 0 | 0 | [5 empty] | 0 | [7 empty] | 0 |  |  |  |  | #VALUE!
[42 empty] | 0 | 0 | 0 | 0 | [5 empty] | 0 | [7 empty] | 0 |  |  |  |  | #VALUE!
[42 empty] | 0 | 0 | 0 | 0 | [5 empty] | 0 | [7 empty] | 0 |  |  |  |  | #VALUE!
[42 empty] | 0 | 0 | 0 | 0 | [5 empty] | 0 | [7 empty] | 0 |  |  |  |  | #VALUE!
[42 empty] | 0 | 0 | 0 | 0 | [5 empty] | 0 | [7 empty] | 0 |  |  |  |  | #VALUE!
[42 empty] | 0 | 0 | 0 | 0 | [5 empty] | 0 | [7 empty] | 0 |  |  |  |  | #VALUE!
[42 empty] | 0 | 0 | 0 | 0 | [5 empty] | 0 | [7 empty] | 0 |  |  |  |  | #VALUE!
[42 empty] | 0 | 0 | 0 | 0 | [5 empty] | 0 | [7 empty] | 0 |  |  |  |  | #VALUE!
[42 empty] | 0 | 0 | 0 | 0 | [5 empty] | 0 | [7 empty] | 0 |  |  |  |  | #VALUE!
[42 empty] | 0 | 0 | 0 | 0 | [5 empty] | 0 | [7 empty] | 0 |  |  |  |  | #VALUE!
[42 empty] | 0 | 0 | 0 | 0 | [5 empty] | 0 | [7 empty] | 0 |  |  |  |  | #VALUE!
[42 empty] | 0 | 0 | 0 | 0 | [5 empty] | 0 | [7 empty] | 0 |  |  |  |  | #VALUE!
[42 empty] | 0 | 0 | 0 | 0 | [5 empty] | 0 | [7 empty] | 0 |  |  |  |  | #VALUE!
[42 empty] | 0 | 0 | 0 | 0 | [5 empty] | 0 | [7 empty] | 0 |  |  |  |  | #VALUE!
[42 empty] | 0 | 0 | 0 | 0 | [5 empty] | 0 | [7 empty] | 0 |  |  |  |  | #VALUE!
[42 empty] | 0 | 0 | 0 | 0 | [5 empty] | 0 | [7 empty] | 0 |  |  |  |  | #VALUE!
[42 empty] | 0 | 0 | 0 | 0 | [5 empty] | 0 | [7 empty] | 0 |  |  |  |  | #VALUE!
[42 empty] | 0 | 0 | 0 | 0 | [5 empty] | 0 | [7 empty] | 0 |  |  |  |  | #VALUE!
[42 empty] | 0 | 0 | 0 | 0 | [5 empty] | 0 | [7 empty] | 0 |  |  |  |  | #VALUE!
[42 empty] | 0 | 0 | 0 | 0 | [5 empty] | 0 | [7 empty] | 0 |  |  |  |  | #VALUE!
[42 empty] | 0 | 0 | 0 | 0 | [5 empty] | 0 | [7 empty] | 0 |  |  |  |  | #VALUE!
[42 empty] | 0 | 0 | 0 | 0 | [5 empty] | 0 | [7 empty] | 0 |  |  |  |  | #VALUE!
[42 empty] | 0 | 0 | 0 | 0 | [5 empty] | 0 | [7 empty] | 0 |  |  |  |  | #VALUE!
[42 empty] | 0 | 0 | 0 | 0 | [5 empty] | 0 | [7 empty] | 0 |  |  |  |  | #VALUE!
[42 empty] | 0 | 0 | 0 | 0 | [5 empty] | 0 | [7 empty] | 0 |  |  |  |  | #VALUE!
[42 empty] | 0 | 0 | 0 | 0 | [5 empty] | 0 | [7 empty] | 0 |  |  |  |  | #VALUE!
[42 empty] | 0 | 0 | 0 | 0 | [5 empty] | 0 | [7 empty] | 0 |  |  |  |  | #VALUE!
[42 empty] | 0 | 0 | 0 | 0 | [5 empty] | 0 | [7 empty] | 0 |  |  |  |  | #VALUE!
[42 empty] | 0 | 0 | 0 | 0 | [5 empty] | 0 | [7 empty] | 0 |  |  |  |  | #VALUE!
[42 empty] | 0 | 0 | 0 | 0 | [5 empty] | 0 | [7 empty] | 0 |  |  |  |  | #VALUE!
[42 empty] | 0 | 0 | 0 | 0 | [5 empty] | 0 | [7 empty] | 0 |  |  |  |  | #VALUE!
[42 empty] | 0 | 0 | 0 | 0 | [5 empty] | 0 | [7 empty] | 0 |  |  |  |  | #VALUE!
[42 empty] | 0 | 0 | 0 | 0 | [5 empty] | 0 | [7 empty] | 0 |  |  |  |  | #VALUE!
[42 empty] | 0 | 0 | 0 | 0 | [5 empty] | 0 | [7 empty] | 0 |  |  |  |  | #VALUE!
[42 empty] | 0 | 0 | 0 | 0 | [5 empty] | 0 | [7 empty] | 0 |  |  |  |  | #VALUE!
[42 empty] | 0 | 0 | 0 | 0 | [5 empty] | 0 | [7 empty] | 0 |  |  |  |  | #VALUE!
[42 empty] | 0 | 0 | 0 | 0 | [5 empty] | 0 | [7 empty] | 0 |  |  |  |  | #VALUE!
[42 empty] | 0 | 0 | 0 | 0 | [5 empty] | 0 | [7 empty] | 0 |  |  |  |  | #VALUE!
[42 empty] | 0 | 0 | 0 | 0 | [5 empty] | 0 | [7 empty] | 0 |  |  |  |  | #VALUE!
[42 empty] | 0 | 0 | 0 | 0 | [5 empty] | 0 | [7 empty] | 0 |  |  |  |  | #VALUE!
[42 empty] | 0 | 0 | 0 | 0 | [5 empty] | 0 | [7 empty] | 0 |  |  |  |  | #VALUE!
[42 empty] | 0 | 0 | 0 | 0 | [5 empty] | 0 | [7 empty] | 0 |  |  |  |  | #VALUE!
[42 empty] | 0 | 0 | 0 | 0 | [5 empty] | 0 | [7 empty] | 0 |  |  |  |  | #VALUE!
[42 empty] | 0 | 0 | 0 | 0 | [5 empty] | 0 | [7 empty] | 0 |  |  |  |  | #VALUE!
[42 empty] | 0 | 0 | 0 | 0 | [5 empty] | 0 | [7 empty] | 0 |  |  |  |  | #VALUE!
[42 empty] | 0 | 0 | 0 | 0 | [5 empty] | 0 | [7 empty] | 0 |  |  |  |  | #VALUE!
[42 empty] | 0 | 0 | 0 | 0 | [5 empty] | 0 | [7 empty] | 0 |  |  |  |  | #VALUE!
[42 empty] | 0 | 0 | 0 | 0 | [5 empty] | 0 | [7 empty] | 0 |  |  |  |  | #VALUE!
[42 empty] | 0 | 0 | 0 | 0 | [5 empty] | 0 | [7 empty] | 0 |  |  |  |  | #VALUE!
[42 empty] | 0 | 0 | 0 | 0 | [5 empty] | 0 | [7 empty] | 0 |  |  |  |  | #VALUE!
[42 empty] | 0 | 0 | 0 | 0 | [5 empty] | 0 | [7 empty] | 0 |  |  |  |  | #VALUE!
[42 empty] | 0 | 0 | 0 | 0 | [5 empty] | 0 | [7 empty] | 0 |  |  |  |  | #VALUE!
[42 empty] | 0 | 0 | 0 | 0 | [5 empty] | 0 | [7 empty] | 0 |  |  |  |  | #VALUE!
[42 empty] | 0 | 0 | 0 | 0 | [5 empty] | 0 | [7 empty] | 0 |  |  |  |  | #VALUE!
[42 empty] | 0 | 0 | 0 | 0 | [5 empty] | 0 | [7 empty] | 0 |  |  |  |  | #VALUE!
[42 empty] | 0 | 0 | 0 | 0 | [5 empty] | 0 | [7 empty] | 0 |  |  |  |  | #VALUE!
[42 empty] | 0 | 0 | 0 | 0 | [5 empty] | 0 | [7 empty] | 0 |  |  |  |  | #VALUE!
[42 empty] | 0 | 0 | 0 | 0 | [5 empty] | 0 | [7 empty] | 0 |  |  |  |  | #VALUE!
[42 empty] | 0 | 0 | 0 | 0 | [5 empty] | 0 | [7 empty] | 0 |  |  |  |  | #VALUE!
[42 empty] | 0 | 0 | 0 | 0 | [5 empty] | 0 | [7 empty] | 0 |  |  |  |  | #VALUE!
[42 empty] | 0 | 0 | 0 | 0 | [5 empty] | 0 | [7 empty] | 0 |  |  |  |  | #VALUE!
[42 empty] | 0 | 0 | 0 | 0 | [5 empty] | 0 | [7 empty] | 0 |  |  |  |  | #VALUE!
[42 empty] | 0 | 0 | 0 | 0 | [5 empty] | 0 | [7 empty] | 0 |  |  |  |  | #VALUE!
[42 empty] | 0 | 0 | 0 | 0 | [5 empty] | 0 | [7 empty] | 0 |  |  |  |  | #VALUE!
[42 empty] | 0 | 0 | 0 | 0 | [5 empty] | 0 | [7 empty] | 0 |  |  |  |  | #VALUE!
[42 empty] | 0 | 0 | 0 | 0 | [5 empty] | 0 | [7 empty] | 0 |  |  |  |  | #VALUE!
[42 empty] | 0 | 0 | 0 | 0 | [5 empty] | 0 | [7 empty] | 0 |  |  |  |  | #VALUE!
[42 empty] | 0 | 0 | 0 | 0 | [5 empty] | 0 | [7 empty] | 0 |  |  |  |  | #VALUE!
[42 empty] | 0 | 0 | 0 | 0 | [5 empty] | 0 | [7 empty] | 0 |  |  |  |  | #VALUE!
[42 empty] | 0 | 0 | 0 | 0 | [5 empty] | 0 | [7 empty] | 0 |  |  |  |  | #VALUE!
[42 empty] | 0 | 0 | 0 | 0 | [5 empty] | 0 | [7 empty] | 0 |  |  |  |  | #VALUE!
[42 empty] | 0 | 0 | 0 | 0 | [5 empty] | 0 | [7 empty] | 0 |  |  |  |  | #VALUE!
[42 empty] | 0 | 0 | 0 | 0 | [5 empty] | 0 | [7 empty] | 0 |  |  |  |  | #VALUE!
[42 empty] | 0 | 0 | 0 | 0 | [5 empty] | 0 | [7 empty] | 0 |  |  |  |  | #VALUE!
[42 empty] | 0 | 0 | 0 | 0 | [5 empty] | 0 | [7 empty] | 0 |  |  |  |  | #VALUE!
[42 empty] | 0 | 0 | 0 | 0 | [5 empty] | 0 | [7 empty] | 0 |  |  |  |  | #VALUE!
[42 empty] | 0 | 0 | 0 | 0 | [5 empty] | 0 | [7 empty] | 0 |  |  |  |  | #VALUE!
[42 empty] | 0 | 0 | 0 | 0 | [5 empty] | 0 | [7 empty] | 0 |  |  |  |  | #VALUE!
[42 empty] | 0 | 0 | 0 | 0 | [5 empty] | 0 | [7 empty] | 0 |  |  |  |  | #VALUE!
[42 empty] | 0 | 0 | 0 | 0 | [5 empty] | 0 | [7 empty] | 0 |  |  |  |  | #VALUE!
[42 empty] | 0 | 0 | 0 | 0 | [5 empty] | 0 | [7 empty] | 0 |  |  |  |  | #VALUE!
[42 empty] | 0 | 0 | 0 | 0 | [5 empty] | 0 | [7 empty] | 0 |  |  |  |  | #VALUE!
[42 empty] | 0 | 0 | 0 | 0 | [5 empty] | 0 | [7 empty] | 0 |  |  |  |  | #VALUE!
[42 empty] | 0 | 0 | 0 | 0 | [5 empty] | 0 | [7 empty] | 0 |  |  |  |  | #VALUE!
[42 empty] | 0 | 0 | 0 | 0 | [5 empty] | 0 | [7 empty] | 0 |  |  |  |  | #VALUE!
[42 empty] | 0 | 0 | 0 | 0 | [5 empty] | 0 | [7 empty] | 0 |  |  |  |  | #VALUE!
[42 empty] | 0 | 0 | 0 | 0 | [5 empty] | 0 | [7 empty] | 0 |  |  |  |  | #VALUE!
[42 empty] | 0 | 0 | 0 | 0 | [5 empty] | 0 | [7 empty] | 0 |  |  |  |  | #VALUE!
[42 empty] | 0 | 0 | 0 | 0 | [5 empty] | 0 | [7 empty] | 0 |  |  |  |  | #VALUE!
[42 empty] | 0 | 0 | 0 | 0 | [5 empty] | 0 | [7 empty] | 0 |  |  |  |  | #VALUE!
[42 empty] | 0 | 0 | 0 | 0 | [5 empty] | 0 | [7 empty] | 0 |  |  |  |  | #VALUE!
[42 empty] | 0 | 0 | 0 | 0 | [5 empty] | 0 | [7 empty] | 0 |  |  |  |  | #VALUE!
[42 empty] | 0 | 0 | 0 | 0 | [5 empty] | 0 | [7 empty] | 0 |  |  |  |  | #VALUE!
[42 empty] | 0 | 0 | 0 | 0 | [5 empty] | 0 | [7 empty] | 0 |  |  |  |  | #VALUE!
[42 empty] | 0 | 0 | 0 | 0 | [5 empty] | 0 | [7 empty] | 0 |  |  |  |  | #VALUE!
[42 empty] | 0 | 0 | 0 | 0 | [5 empty] | 0 | [7 empty] | 0 |  |  |  |  | #VALUE!
[42 empty] | 0 | 0 | 0 | 0 | [5 empty] | 0 | [7 empty] | 0 |  |  |  |  | #VALUE!
[42 empty] | 0 | 0 | 0 | 0 | [5 empty] | 0 | [7 empty] | 0 |  |  |  |  | #VALUE!
[42 empty] | 0 | 0 | 0 | 0 | [5 empty] | 0 | [7 empty] | 0 |  |  |  |  | #VALUE!
[42 empty] | 0 | 0 | 0 | 0 | [5 empty] | 0 | [7 empty] | 0 |  |  |  |  | #VALUE!
[42 empty] | 0 | 0 | 0 | 0 | [5 empty] | 0 | [7 empty] | 0 |  |  |  |  | #VALUE!
[42 empty] | 0 | 0 | 0 | 0 | [5 empty] | 0 | [7 empty] | 0 |  |  |  |  | #VALUE!
[42 empty] | 0 | 0 | 0 | 0 | [5 empty] | 0 | [7 empty] | 0 |  |  |  |  | #VALUE!
[42 empty] | 0 | 0 | 0 | 0 | [5 empty] | 0 | [7 empty] | 0 |  |  |  |  | #VALUE!
[42 empty] | 0 | 0 | 0 | 0 | [5 empty] | 0 | [7 empty] | 0 |  |  |  |  | #VALUE!
[42 empty] | 0 | 0 | 0 | 0 | [5 empty] | 0 | [7 empty] | 0 |  |  |  |  | #VALUE!
[42 empty] | 0 | 0 | 0 | 0 | [5 empty] | 0 | [7 empty] | 0 |  |  |  |  | #VALUE!
[42 empty] | 0 | 0 | 0 | 0 | [5 empty] | 0 | [7 empty] | 0 |  |  |  |  | #VALUE!
[42 empty] | 0 | 0 | 0 | 0 | [5 empty] | 0 | [7 empty] | 0 |  |  |  |  | #VALUE!
[42 empty] | 0 | 0 | 0 | 0 | [5 empty] | 0 | [7 empty] | 0 |  |  |  |  | #VALUE!
[42 empty] | 0 | 0 | 0 | 0 | [5 empty] | 0 | [7 empty] | 0 |  |  |  |  | #VALUE!
[42 empty] | 0 | 0 | 0 | 0 | [5 empty] | 0 | [7 empty] | 0 |  |  |  |  | #VALUE!
[42 empty] | 0 | 0 | 0 | 0 | [5 empty] | 0 | [7 empty] | 0 |  |  |  |  | #VALUE!
[42 empty] | 0 | 0 | 0 | 0 | [5 empty] | 0 | [7 empty] | 0 |  |  |  |  | #VALUE!
[42 empty] | 0 | 0 | 0 | 0 | [5 empty] | 0 | [7 empty] | 0 |  |  |  |  | #VALUE!
[42 empty] | 0 | 0 | 0 | 0 | [5 empty] | 0 | [7 empty] | 0 |  |  |  |  | #VALUE!
[42 empty] | 0 | 0 | 0 | 0 | [5 empty] | 0 | [7 empty] | 0 |  |  |  |  | #VALUE!
[42 empty] | 0 | 0 | 0 | 0 | [5 empty] | 0 | [7 empty] | 0 |  |  |  |  | #VALUE!
[42 empty] | 0 | 0 | 0 | 0 | [5 empty] | 0 | [7 empty] | 0 |  |  |  |  | #VALUE!
[42 empty] | 0 | 0 | 0 | 0 | [5 empty] | 0 | [7 empty] | 0 |  |  |  |  | #VALUE!
[42 empty] | 0 | 0 | 0 | 0 | [5 empty] | 0 | [7 empty] | 0 |  |  |  |  | #VALUE!
[42 empty] | 0 | 0 | 0 | 0 | [5 empty] | 0 | [7 empty] | 0 |  |  |  |  | #VALUE!
[42 empty] | 0 | 0 | 0 | 0 | [5 empty] | 0 | [7 empty] | 0 |  |  |  |  | #VALUE!
[42 empty] | 0 | 0 | 0 | 0 | [5 empty] | 0 | [7 empty] | 0 |  |  |  |  | #VALUE!
[42 empty] | 0 | 0 | 0 | 0 | [5 empty] | 0 | [7 empty] | 0 |  |  |  |  | #VALUE!
[42 empty] | 0 | 0 | 0 | 0 | [5 empty] | 0 | [7 empty] | 0 |  |  |  |  | #VALUE!
[42 empty] | 0 | 0 | 0 | 0 | [5 empty] | 0 | [7 empty] | 0 |  |  |  |  | #VALUE!
[42 empty] | 0 | 0 | 0 | 0 | [5 empty] | 0 | [7 empty] | 0 |  |  |  |  | #VALUE!
[42 empty] | 0 | 0 | 0 | 0 | [5 empty] | 0 | [7 empty] | 0 |  |  |  |  | #VALUE!
[42 empty] | 0 | 0 | 0 | 0 | [5 empty] | 0 | [7 empty] | 0 |  |  |  |  | #VALUE!
[42 empty] | 0 | 0 | 0 | 0 | [5 empty] | 0 | [7 empty] | 0 |  |  |  |  | #VALUE!
[42 empty] | 0 | 0 | 0 | 0 | [5 empty] | 0 | [7 empty] | 0 |  |  |  |  | #VALUE!
[42 empty] | 0 | 0 | 0 | 0 | [5 empty] | 0 | [7 empty] | 0 |  |  |  |  | #VALUE!
[42 empty] | 0 | 0 | 0 | 0 | [5 empty] | 0 | [7 empty] | 0 |  |  |  |  | #VALUE!
[42 empty] | 0 | 0 | 0 | 0 | [5 empty] | 0 | [7 empty] | 0 |  |  |  |  | #VALUE!
[42 empty] | 0 | 0 | 0 | 0 | [5 empty] | 0 | [7 empty] | 0 |  |  |  |  | #VALUE!
[42 empty] | 0 | 0 | 0 | 0 | [5 empty] | 0 | [7 empty] | 0 |  |  |  |  | #VALUE!
[42 empty] | 0 | 0 | 0 | 0 | [5 empty] | 0 | [7 empty] | 0 |  |  |  |  | #VALUE!
[42 empty] | 0 | 0 | 0 | 0 | [5 empty] | 0 | [7 empty] | 0 |  |  |  |  | #VALUE!
[42 empty] | 0 | 0 | 0 | 0 | [5 empty] | 0 | [7 empty] | 0 |  |  |  |  | #VALUE!
[42 empty] | 0 | 0 | 0 | 0 | [5 empty] | 0 | [7 empty] | 0 |  |  |  |  | #VALUE!
[42 empty] | 0 | 0 | 0 | 0 | [5 empty] | 0 | [7 empty] | 0 |  |  |  |  | #VALUE!
[42 empty] | 0 | 0 | 0 | 0 | [5 empty] | 0 | [7 empty] | 0 |  |  |  |  | #VALUE!
[42 empty] | 0 | 0 | 0 | 0 | [5 empty] | 0 | [7 empty] | 0 |  |  |  |  | #VALUE!
[42 empty] | 0 | 0 | 0 | 0 | [5 empty] | 0 | [7 empty] | 0 |  |  |  |  | #VALUE!
[42 empty] | 0 | 0 | 0 | 0 | [5 empty] | 0 | [7 empty] | 0 |  |  |  |  | #VALUE!
[42 empty] | 0 | 0 | 0 | 0 | [5 empty] | 0 | [7 empty] | 0 |  |  |  |  | #VALUE!
[42 empty] | 0 | 0 | 0 | 0 | [5 empty] | 0 | [7 empty] | 0 |  |  |  |  | #VALUE!
[42 empty] | 0 | 0 | 0 | 0 | [5 empty] | 0 | [7 empty] | 0 |  |  |  |  | #VALUE!
[42 empty] | 0 | 0 | 0 | 0 | [5 empty] | 0 | [7 empty] | 0 |  |  |  |  | #VALUE!
[42 empty] | 0 | 0 | 0 | 0 | [5 empty] | 0 | [7 empty] | 0 |  |  |  |  | #VALUE!
[42 empty] | 0 | 0 | 0 | 0 | [5 empty] | 0 | [7 empty] | 0 |  |  |  |  | #VALUE!
[42 empty] | 0 | 0 | 0 | 0 | [5 empty] | 0 | [7 empty] | 0 |  |  |  |  | #VALUE!
[42 empty] | 0 | 0 | 0 | 0 | [5 empty] | 0 | [7 empty] | 0 |  |  |  |  | #VALUE!
[42 empty] | 0 | 0 | 0 | 0 | [5 empty] | 0 | [7 empty] | 0 |  |  |  |  | #VALUE!
[42 empty] | 0 | 0 | 0 | 0 | [5 empty] | 0 | [7 empty] | 0 |  |  |  |  | #VALUE!
[42 empty] | 0 | 0 | 0 | 0 | [5 empty] | 0 | [7 empty] | 0 |  |  |  |  | #VALUE!
[42 empty] | 0 | 0 | 0 | 0 | [5 empty] | 0 | [7 empty] | 0 |  |  |  |  | #VALUE!
[42 empty] | 0 | 0 | 0 | 0 | [5 empty] | 0 | [7 empty] | 0 |  |  |  |  | #VALUE!
[42 empty] | 0 | 0 | 0 | 0 | [5 empty] | 0 | [7 empty] | 0 |  |  |  |  | #VALUE!
[42 empty] | 0 | 0 | 0 | 0 | [5 empty] | 0 | [7 empty] | 0 |  |  |  |  | #VALUE!
[42 empty] | 0 | 0 | 0 | 0 | [5 empty] | 0 | [7 empty] | 0 |  |  |  |  | #VALUE!
[42 empty] | 0 | 0 | 0 | 0 | [5 empty] | 0 | [7 empty] | 0 |  |  |  |  | #VALUE!
[42 empty] | 0 | 0 | 0 | 0 | [5 empty] | 0 | [7 empty] | 0 |  |  |  |  | #VALUE!
[42 empty] | 0 | 0 | 0 | 0 | [5 empty] | 0 | [7 empty] | 0 |  |  |  |  | #VALUE!
[42 empty] | 0 | 0 | 0 | 0 | [5 empty] | 0 | [7 empty] | 0 |  |  |  |  | #VALUE!
[42 empty] | 0 | 0 | 0 | 0 | [5 empty] | 0 | [7 empty] | 0 |  |  |  |  | #VALUE!
[42 empty] | 0 | 0 | 0 | 0 | [5 empty] | 0 | [7 empty] | 0 |  |  |  |  | #VALUE!
[42 empty] | 0 | 0 | 0 | 0 | [5 empty] | 0 | [7 empty] | 0 |  |  |  |  | #VALUE!
[42 empty] | 0 | 0 | 0 | 0 | [5 empty] | 0 | [7 empty] | 0 |  |  |  |  | #VALUE!
[42 empty] | 0 | 0 | 0 | 0 | [5 empty] | 0 | [7 empty] | 0 |  |  |  |  | #VALUE!
[42 empty] | 0 | 0 | 0 | 0 | [5 empty] | 0 | [7 empty] | 0 |  |  |  |  | #VALUE!
[42 empty] | 0 | 0 | 0 | 0 | [5 empty] | 0 | [7 empty] | 0 |  |  |  |  | #VALUE!
[42 empty] | 0 | 0 | 0 | 0 | [5 empty] | 0 | [7 empty] | 0 |  |  |  |  | #VALUE!
[42 empty] | 0 | 0 | 0 | 0 | [5 empty] | 0 | [7 empty] | 0 |  |  |  |  | #VALUE!
[42 empty] | 0 | 0 | 0 | 0 | [5 empty] | 0 | [7 empty] | 0 |  |  |  |  | #VALUE!
[42 empty] | 0 | 0 | 0 | 0 | [5 empty] | 0 | [7 empty] | 0 |  |  |  |  | #VALUE!
[42 empty] | 0 | 0 | 0 | 0 | [5 empty] | 0 | [7 empty] | 0 |  |  |  |  | #VALUE!
[42 empty] | 0 | 0 | 0 | 0 | [5 empty] | 0 | [7 empty] | 0 |  |  |  |  | #VALUE!
[42 empty] | 0 | 0 | 0 | 0 | [5 empty] | 0 | [7 empty] | 0 |  |  |  |  | #VALUE!
[42 empty] | 0 | 0 | 0 | 0 | [5 empty] | 0 | [7 empty] | 0 |  |  |  |  | #VALUE!
[42 empty] | 0 | 0 | 0 | 0 | [5 empty] | 0 | [7 empty] | 0 |  |  |  |  | #VALUE!
[42 empty] | 0 | 0 | 0 | 0 | [5 empty] | 0 | [7 empty] | 0 |  |  |  |  | #VALUE!
[42 empty] | 0 | 0 | 0 | 0 | [5 empty] | 0 | [7 empty] | 0 |  |  |  |  | #VALUE!
[42 empty] | 0 | 0 | 0 | 0 | [5 empty] | 0 | [7 empty] | 0 |  |  |  |  | #VALUE!
[42 empty] | 0 | 0 | 0 | 0 | [5 empty] | 0 | [7 empty] | 0 |  |  |  |  | #VALUE!
[42 empty] | 0 | 0 | 0 | 0 | [5 empty] | 0 | [7 empty] | 0 |  |  |  |  | #VALUE!
[42 empty] | 0 | 0 | 0 | 0 | [5 empty] | 0 | [7 empty] | 0 |  |  |  |  | #VALUE!
[42 empty] | 0 | 0 | 0 | 0 | [5 empty] | 0 | [7 empty] | 0 |  |  |  |  | #VALUE!
[42 empty] | 0 | 0 | 0 | 0 | [5 empty] | 0 | [7 empty] | 0 |  |  |  |  | #VALUE!
[42 empty] | 0 | 0 | 0 | 0 | [5 empty] | 0 | [7 empty] | 0 |  |  |  |  | #VALUE!
[42 empty] | 0 | 0 | 0 | 0 | [5 empty] | 0 | [7 empty] | 0 |  |  |  |  | #VALUE!
[42 empty] | 0 | 0 | 0 | 0 | [5 empty] | 0 | [7 empty] | 0 |  |  |  |  | #VALUE!
[42 empty] | 0 | 0 | 0 | 0 | [5 empty] | 0 | [7 empty] | 0 |  |  |  |  | #VALUE!
[42 empty] | 0 | 0 | 0 | 0 | [5 empty] | 0 | [7 empty] | 0 |  |  |  |  | #VALUE!
[42 empty] | 0 | 0 | 0 | 0 | [5 empty] | 0 | [7 empty] | 0 |  |  |  |  | #VALUE!
[42 empty] | 0 | 0 | 0 | 0 | [5 empty] | 0 | [7 empty] | 0 |  |  |  |  | #VALUE!
[42 empty] | 0 | 0 | 0 | 0 | [5 empty] | 0 | [7 empty] | 0 |  |  |  |  | #VALUE!
[42 empty] | 0 | 0 | 0 | 0 | [5 empty] | 0 | [7 empty] | 0 |  |  |  |  | #VALUE!
[42 empty] | 0 | 0 | 0 | 0 | [5 empty] | 0 | [7 empty] | 0 |  |  |  |  | #VALUE!
[42 empty] | 0 | 0 | 0 | 0 | [5 empty] | 0 | [7 empty] | 0 |  |  |  |  | #VALUE!
[42 empty] | 0 | 0 | 0 | 0 | [5 empty] | 0 | [7 empty] | 0 |  |  |  |  | #VALUE!
[42 empty] | 0 | 0 | 0 | 0 | [5 empty] | 0 | [7 empty] | 0 |  |  |  |  | #VALUE!
[42 empty] | 0 | 0 | 0 | 0 | [5 empty] | 0 | [7 empty] | 0 |  |  |  |  | #VALUE!
[42 empty] | 0 | 0 | 0 | 0 | [5 empty] | 0 | [7 empty] | 0 |  |  |  |  | #VALUE!
[42 empty] | 0 | 0 | 0 | 0 | [5 empty] | 0 | [7 empty] | 0 |  |  |  |  | #VALUE!
[42 empty] | 0 | 0 | 0 | 0 | [5 empty] | 0 | [7 empty] | 0 |  |  |  |  | #VALUE!
[42 empty] | 0 | 0 | 0 | 0 | [5 empty] | 0 | [7 empty] | 0 |  |  |  |  | #VALUE!
[42 empty] | 0 | 0 | 0 | 0 | [5 empty] | 0 | [7 empty] | 0 |  |  |  |  | #VALUE!
[42 empty] | 0 | 0 | 0 | 0 | [5 empty] | 0 | [7 empty] | 0 |  |  |  |  | #VALUE!
[42 empty] | 0 | 0 | 0 | 0 | [5 empty] | 0 | [7 empty] | 0 |  |  |  |  | #VALUE!
[42 empty] | 0 | 0 | 0 | 0 | [5 empty] | 0 | [7 empty] | 0 |  |  |  |  | #VALUE!
[42 empty] | 0 | 0 | 0 | 0 | [5 empty] | 0 | [7 empty] | 0 |  |  |  |  | #VALUE!
[42 empty] | 0 | 0 | 0 | 0 | [5 empty] | 0 | [7 empty] | 0 |  |  |  |  | #VALUE!
[42 empty] | 0 | 0 | 0 | 0 | [5 empty] | 0 | [7 empty] | 0 |  |  |  |  | #VALUE!
[42 empty] | 0 | 0 | 0 | 0 | [5 empty] | 0 | [7 empty] | 0 |  |  |  |  | #VALUE!
[42 empty] | 0 | 0 | 0 | 0 | [5 empty] | 0 | [7 empty] | 0 |  |  |  |  | #VALUE!
[42 empty] | 0 | 0 | 0 | 0 | [5 empty] | 0 | [7 empty] | 0 |  |  |  |  | #VALUE!
[42 empty] | 0 | 0 | 0 | 0 | [5 empty] | 0 | [7 empty] | 0 |  |  |  |  | #VALUE!
[42 empty] | 0 | 0 | 0 | 0 | [5 empty] | 0 | [7 empty] | 0 |  |  |  |  | #VALUE!
[42 empty] | 0 | 0 | 0 | 0 | [5 empty] | 0 | [7 empty] | 0 |  |  |  |  | #VALUE!
[42 empty] | 0 | 0 | 0 | 0 | [5 empty] | 0 | [7 empty] | 0 |  |  |  |  | #VALUE!
[42 empty] | 0 | 0 | 0 | 0 | [5 empty] | 0 | [7 empty] | 0 |  |  |  |  | #VALUE!
[42 empty] | 0 | 0 | 0 | 0 | [5 empty] | 0 | [7 empty] | 0 |  |  |  |  | #VALUE!
[42 empty] | 0 | 0 | 0 | 0 | [5 empty] | 0 | [7 empty] | 0 |  |  |  |  | #VALUE!
[42 empty] | 0 | 0 | 0 | 0 | [5 empty] | 0 | [7 empty] | 0 |  |  |  |  | #VALUE!
[42 empty] | 0 | 0 | 0 | 0 | [5 empty] | 0 | [7 empty] | 0 |  |  |  |  | #VALUE!
[42 empty] | 0 | 0 | 0 | 0 | [5 empty] | 0 | [7 empty] | 0 |  |  |  |  | #VALUE!
[42 empty] | 0 | 0 | 0 | 0 | [5 empty] | 0 | [7 empty] | 0 |  |  |  |  | #VALUE!
[42 empty] | 0 | 0 | 0 | 0 | [5 empty] | 0 | [7 empty] | 0 |  |  |  |  | #VALUE!
[42 empty] | 0 | 0 | 0 | 0 | [5 empty] | 0 | [7 empty] | 0 |  |  |  |  | #VALUE!
[42 empty] | 0 | 0 | 0 | 0 | [5 empty] | 0 | [7 empty] | 0 |  |  |  |  | #VALUE!
[42 empty] | 0 | 0 | 0 | 0 | [5 empty] | 0 | [7 empty] | 0 |  |  |  |  | #VALUE!
[42 empty] | 0 | 0 | 0 | 0 | [5 empty] | 0 | [7 empty] | 0 |  |  |  |  | #VALUE!
[42 empty] | 0 | 0 | 0 | 0 | [5 empty] | 0 | [7 empty] | 0 |  |  |  |  | #VALUE!
[42 empty] | 0 | 0 | 0 | 0 | [5 empty] | 0 | [7 empty] | 0 |  |  |  |  | #VALUE!
[42 empty] | 0 | 0 | 0 | 0 | [5 empty] | 0 | [7 empty] | 0 |  |  |  |  | #VALUE!
[42 empty] | 0 | 0 | 0 | 0 | [5 empty] | 0 | [7 empty] | 0 |  |  |  |  | #VALUE!
[42 empty] | 0 | 0 | 0 | 0 | [5 empty] | 0 | [7 empty] | 0 |  |  |  |  | #VALUE!
[42 empty] | 0 | 0 | 0 | 0 | [5 empty] | 0 | [7 empty] | 0 |  |  |  |  | #VALUE!
[42 empty] | 0 | 0 | 0 | 0 | [5 empty] | 0 | [7 empty] | 0 |  |  |  |  | #VALUE!
[42 empty] | 0 | 0 | 0 | 0 | [5 empty] | 0 | [7 empty] | 0 |  |  |  |  | #VALUE!
[42 empty] | 0 | 0 | 0 | 0 | [5 empty] | 0 | [7 empty] | 0 |  |  |  |  | #VALUE!
[42 empty] | 0 | 0 | 0 | 0 | [5 empty] | 0 | [7 empty] | 0 |  |  |  |  | #VALUE!
[42 empty] | 0 | 0 | 0 | 0 | [5 empty] | 0 | [7 empty] | 0 |  |  |  |  | #VALUE!
[42 empty] | 0 | 0 | 0 | 0 | [5 empty] | 0 | [7 empty] | 0 |  |  |  |  | #VALUE!
[42 empty] | 0 | 0 | 0 | 0 | [5 empty] | 0 | [7 empty] | 0 |  |  |  |  | #VALUE!
[42 empty] | 0 | 0 | 0 | 0 | [5 empty] | 0 | [7 empty] | 0 |  |  |  |  | #VALUE!
[42 empty] | 0 | 0 | 0 | 0 | [5 empty] | 0 | [7 empty] | 0 |  |  |  |  | #VALUE!
[42 empty] | 0 | 0 | 0 | 0 | [5 empty] | 0 | [7 empty] | 0 |  |  |  |  | #VALUE!
[42 empty] | 0 | 0 | 0 | 0 | [5 empty] | 0 | [7 empty] | 0 |  |  |  |  | #VALUE!
[42 empty] | 0 | 0 | 0 | 0 | [5 empty] | 0 | [7 empty] | 0 |  |  |  |  | #VALUE!
[42 empty] | 0 | 0 | 0 | 0 | [5 empty] | 0 | [7 empty] | 0 |  |  |  |  | #VALUE!
[42 empty] | 0 | 0 | 0 | 0 | [5 empty] | 0 | [7 empty] | 0 |  |  |  |  | #VALUE!
[42 empty] | 0 | 0 | 0 | 0 | [5 empty] | 0 | [7 empty] | 0 |  |  |  |  | #VALUE!
[42 empty] | 0 | 0 | 0 | 0 | [5 empty] | 0 | [7 empty] | 0 |  |  |  |  | #VALUE!
[42 empty] | 0 | 0 | 0 | 0 | [5 empty] | 0 | [7 empty] | 0 |  |  |  |  | #VALUE!
[42 empty] | 0 | 0 | 0 | 0 | [5 empty] | 0 | [7 empty] | 0 |  |  |  |  | #VALUE!
[42 empty] | 0 | 0 | 0 | 0 | [5 empty] | 0 | [7 empty] | 0 |  |  |  |  | #VALUE!
[42 empty] | 0 | 0 | 0 | 0 | [5 empty] | 0 | [7 empty] | 0 |  |  |  |  | #VALUE!
[42 empty] | 0 | 0 | 0 | 0 | [5 empty] | 0 | [7 empty] | 0 |  |  |  |  | #VALUE!
[42 empty] | 0 | 0 | 0 | 0 | [5 empty] | 0 | [7 empty] | 0 |  |  |  |  | #VALUE!
[42 empty] | 0 | 0 | 0 | 0 | [5 empty] | 0 | [7 empty] | 0 |  |  |  |  | #VALUE!
[42 empty] | 0 | 0 | 0 | 0 | [5 empty] | 0 | [7 empty] | 0 |  |  |  |  | #VALUE!
[42 empty] | 0 | 0 | 0 | 0 | [5 empty] | 0 | [7 empty] | 0 |  |  |  |  | #VALUE!
[42 empty] | 0 | 0 | 0 | 0 | [5 empty] | 0 | [7 empty] | 0 |  |  |  |  | #VALUE!
[42 empty] | 0 | 0 | 0 | 0 | [5 empty] | 0 | [7 empty] | 0 |  |  |  |  | #VALUE!
[42 empty] | 0 | 0 | 0 | 0 | [5 empty] | 0 | [7 empty] | 0 |  |  |  |  | #VALUE!
[42 empty] | 0 | 0 | 0 | 0 | [5 empty] | 0 | [7 empty] | 0 |  |  |  |  | #VALUE!
[42 empty] | 0 | 0 | 0 | 0 | [5 empty] | 0 | [7 empty] | 0 |  |  |  |  | #VALUE!
[42 empty] | 0 | 0 | 0 | 0 | [5 empty] | 0 | [7 empty] | 0 |  |  |  |  | #VALUE!
[42 empty] | 0 | 0 | 0 | 0 | [5 empty] | 0 | [7 empty] | 0 |  |  |  |  | #VALUE!
[42 empty] | 0 | 0 | 0 | 0 | [5 empty] | 0 | [7 empty] | 0 |  |  |  |  | #VALUE!
[42 empty] | 0 | 0 | 0 | 0 | [5 empty] | 0 | [7 empty] | 0 |  |  |  |  | #VALUE!
[42 empty] | 0 | 0 | 0 | 0 | [5 empty] | 0 | [7 empty] | 0 |  |  |  |  | #VALUE!
[42 empty] | 0 | 0 | 0 | 0 | [5 empty] | 0 | [7 empty] | 0 |  |  |  |  | #VALUE!
[42 empty] | 0 | 0 | 0 | 0 | [5 empty] | 0 | [7 empty] | 0 |  |  |  |  | #VALUE!
[42 empty] | 0 | 0 | 0 | 0 | [5 empty] | 0 | [7 empty] | 0 |  |  |  |  | #VALUE!
[42 empty] | 0 | 0 | 0 | 0 | [5 empty] | 0 | [7 empty] | 0 |  |  |  |  | #VALUE!
[42 empty] | 0 | 0 | 0 | 0 | [5 empty] | 0 | [7 empty] | 0 |  |  |  |  | #VALUE!
[42 empty] | 0 | 0 | 0 | 0 | [5 empty] | 0 | [7 empty] | 0 |  |  |  |  | #VALUE!
[42 empty] | 0 | 0 | 0 | 0 | [5 empty] | 0 | [7 empty] | 0 |  |  |  |  | #VALUE!
[42 empty] | 0 | 0 | 0 | 0 | [5 empty] | 0 | [7 empty] | 0 |  |  |  |  | #VALUE!
[42 empty] | 0 | 0 | 0 | 0 | [5 empty] | 0 | [7 empty] | 0 |  |  |  |  | #VALUE!
[42 empty] | 0 | 0 | 0 | 0 | [5 empty] | 0 | [7 empty] | 0 |  |  |  |  | #VALUE!
[42 empty] | 0 | 0 | 0 | 0 | [5 empty] | 0 | [7 empty] | 0 |  |  |  |  | #VALUE!
[42 empty] | 0 | 0 | 0 | 0 | [5 empty] | 0 | [7 empty] | 0 |  |  |  |  | #VALUE!
[42 empty] | 0 | 0 | 0 | 0 | [5 empty] | 0 | [7 empty] | 0 |  |  |  |  | #VALUE!
[42 empty] | 0 | 0 | 0 | 0 | [5 empty] | 0 | [7 empty] | 0 |  |  |  |  | #VALUE!
[42 empty] | 0 | 0 | 0 | 0 | [5 empty] | 0 | [7 empty] | 0 |  |  |  |  | #VALUE!
[42 empty] | 0 | 0 | 0 | 0 | [5 empty] | 0 | [7 empty] | 0 |  |  |  |  | #VALUE!
[42 empty] | 0 | 0 | 0 | 0 | [5 empty] | 0 | [7 empty] | 0 |  |  |  |  | #VALUE!
[42 empty] | 0 | 0 | 0 | 0 | [5 empty] | 0 | [7 empty] | 0 |  |  |  |  | #VALUE!
[42 empty] | 0 | 0 | 0 | 0 | [5 empty] | 0 | [7 empty] | 0 |  |  |  |  | #VALUE!
[42 empty] | 0 | 0 | 0 | 0 | [5 empty] | 0 | [7 empty] | 0 |  |  |  |  | #VALUE!
[42 empty] | 0 | 0 | 0 | 0 | [5 empty] | 0 | [7 empty] | 0 |  |  |  |  | #VALUE!
[42 empty] | 0 | 0 | 0 | 0 | [5 empty] | 0 | [7 empty] | 0 |  |  |  |  | #VALUE!
[42 empty] | 0 | 0 | 0 | 0 | [5 empty] | 0 | [7 empty] | 0 |  |  |  |  | #VALUE!
[42 empty] | 0 | 0 | 0 | 0 | [5 empty] | 0 | [7 empty] | 0 |  |  |  |  | #VALUE!
[42 empty] | 0 | 0 | 0 | 0 | [5 empty] | 0 | [7 empty] | 0 |  |  |  |  | #VALUE!
[42 empty] | 0 | 0 | 0 | 0 | [5 empty] | 0 | [7 empty] | 0 |  |  |  |  | #VALUE!
[42 empty] | 0 | 0 | 0 | 0 | [5 empty] | 0 | [7 empty] | 0 |  |  |  |  | #VALUE!
[42 empty] | 0 | 0 | 0 | 0 | [5 empty] | 0 | [7 empty] | 0 |  |  |  |  | #VALUE!
[42 empty] | 0 | 0 | 0 | 0 | [5 empty] | 0 | [7 empty] | 0 |  |  |  |  | #VALUE!
[42 empty] | 0 | 0 | 0 | 0 | [5 empty] | 0 | [7 empty] | 0 |  |  |  |  | #VALUE!
[42 empty] | 0 | 0 | 0 | 0 | [5 empty] | 0 | [7 empty] | 0 |  |  |  |  | #VALUE!
[42 empty] | 0 | 0 | 0 | 0 | [5 empty] | 0 | [7 empty] | 0 |  |  |  |  | #VALUE!
[42 empty] | 0 | 0 | 0 | 0 | [5 empty] | 0 | [7 empty] | 0 |  |  |  |  | #VALUE!
[42 empty] | 0 | 0 | 0 | 0 | [5 empty] | 0 | [7 empty] | 0 |  |  |  |  | #VALUE!
[42 empty] | 0 | 0 | 0 | 0 | [5 empty] | 0 | [7 empty] | 0 |  |  |  |  | #VALUE!
[42 empty] | 0 | 0 | 0 | 0 | [5 empty] | 0 | [7 empty] | 0 |  |  |  |  | #VALUE!
[42 empty] | 0 | 0 | 0 | 0 | [5 empty] | 0 | [7 empty] | 0 |  |  |  |  | #VALUE!
[42 empty] | 0 | 0 | 0 | 0 | [5 empty] | 0 | [7 empty] | 0 |  |  |  |  | #VALUE!
[42 empty] | 0 | 0 | 0 | 0 | [5 empty] | 0 | [7 empty] | 0 |  |  |  |  | #VALUE!
[42 empty] | 0 | 0 | 0 | 0 | [5 empty] | 0 | [7 empty] | 0 |  |  |  |  | #VALUE!
[42 empty] | 0 | 0 | 0 | 0 | [5 empty] | 0 | [7 empty] | 0 |  |  |  |  | #VALUE!
[42 empty] | 0 | 0 | 0 | 0 | [5 empty] | 0 | [7 empty] | 0 |  |  |  |  | #VALUE!
[42 empty] | 0 | 0 | 0 | 0 | [5 empty] | 0 | [7 empty] | 0 |  |  |  |  | #VALUE!
[42 empty] | 0 | 0 | 0 | 0 | [5 empty] | 0 | [7 empty] | 0 |  |  |  |  | #VALUE!
[42 empty] | 0 | 0 | 0 | 0 | [5 empty] | 0 | [7 empty] | 0 |  |  |  |  | #VALUE!
[42 empty] | 0 | 0 | 0 | 0 | [5 empty] | 0 | [7 empty] | 0 |  |  |  |  | #VALUE!
[42 empty] | 0 | 0 | 0 | 0 | [5 empty] | 0 | [7 empty] | 0 |  |  |  |  | #VALUE!
[42 empty] | 0 | 0 | 0 | 0 | [5 empty] | 0 | [7 empty] | 0 |  |  |  |  | #VALUE!
[42 empty] | 0 | 0 | 0 | 0 | [5 empty] | 0 | [7 empty] | 0 |  |  |  |  | #VALUE!
[42 empty] | 0 | 0 | 0 | 0 | [5 empty] | 0 | [7 empty] | 0 |  |  |  |  | #VALUE!
[42 empty] | 0 | 0 | 0 | 0 | [5 empty] | 0 | [7 empty] | 0 |  |  |  |  | #VALUE!
[42 empty] | 0 | 0 | 0 | 0 | [5 empty] | 0 | [7 empty] | 0 |  |  |  |  | #VALUE!
[42 empty] | 0 | 0 | 0 | 0 | [5 empty] | 0 | [7 empty] | 0 |  |  |  |  | #VALUE!
[42 empty] | 0 | 0 | 0 | 0 | [5 empty] | 0 | [7 empty] | 0 |  |  |  |  | #VALUE!
[42 empty] | 0 | 0 | 0 | 0 | [5 empty] | 0 | [7 empty] | 0 |  |  |  |  | #VALUE!
[42 empty] | 0 | 0 | 0 | 0 | [5 empty] | 0 | [7 empty] | 0 |  |  |  |  | #VALUE!
[42 empty] | 0 | 0 | 0 | 0 | [5 empty] | 0 | [7 empty] | 0 |  |  |  |  | #VALUE!
[42 empty] | 0 | 0 | 0 | 0 | [5 empty] | 0 | [7 empty] | 0 |  |  |  |  | #VALUE!
[42 empty] | 0 | 0 | 0 | 0 | [5 empty] | 0 | [7 empty] | 0 |  |  |  |  | #VALUE!
[42 empty] | 0 | 0 | 0 | 0 | [5 empty] | 0 | [7 empty] | 0 |  |  |  |  | #VALUE!
[42 empty] | 0 | 0 | 0 | 0 | [5 empty] | 0 | [7 empty] | 0 |  |  |  |  | #VALUE!
[42 empty] | 0 | 0 | 0 | 0 | [5 empty] | 0 | [7 empty] | 0 |  |  |  |  | #VALUE!
[42 empty] | 0 | 0 | 0 | 0 | [5 empty] | 0 | [7 empty] | 0 |  |  |  |  | #VALUE!
[42 empty] | 0 | 0 | 0 | 0 | [5 empty] | 0 | [7 empty] | 0 |  |  |  |  | #VALUE!
[42 empty] | 0 | 0 | 0 | 0 | [5 empty] | 0 | [7 empty] | 0 |  |  |  |  | #VALUE!
[42 empty] | 0 | 0 | 0 | 0 | [5 empty] | 0 | [7 empty] | 0 |  |  |  |  | #VALUE!
[42 empty] | 0 | 0 | 0 | 0 | [5 empty] | 0 | [7 empty] | 0 |  |  |  |  | #VALUE!
[42 empty] | 0 | 0 | 0 | 0 | [5 empty] | 0 | [7 empty] | 0 |  |  |  |  | #VALUE!
[42 empty] | 0 | 0 | 0 | 0 | [5 empty] | 0 | [7 empty] | 0 |  |  |  |  | #VALUE!
[42 empty] | 0 | 0 | 0 | 0 | [5 empty] | 0 | [7 empty] | 0 |  |  |  |  | #VALUE!
[42 empty] | 0 | 0 | 0 | 0 | [5 empty] | 0 | [7 empty] | 0 |  |  |  |  | #VALUE!
[42 empty] | 0 | 0 | 0 | 0 | [5 empty] | 0 | [7 empty] | 0 |  |  |  |  | #VALUE!
[42 empty] | 0 | 0 | 0 | 0 | [5 empty] | 0 | [7 empty] | 0 |  |  |  |  | #VALUE!
[42 empty] | 0 | 0 | 0 | 0 | [5 empty] | 0 | [7 empty] | 0 |  |  |  |  | #VALUE!
[42 empty] | 0 | 0 | 0 | 0 | [5 empty] | 0 | [7 empty] | 0 |  |  |  |  | #VALUE!
[42 empty] | 0 | 0 | 0 | 0 | [5 empty] | 0 | [7 empty] | 0 |  |  |  |  | #VALUE!
[42 empty] | 0 | 0 | 0 | 0 | [5 empty] | 0 | [7 empty] | 0 |  |  |  |  | #VALUE!
[42 empty] | 0 | 0 | 0 | 0 | [5 empty] | 0 | [7 empty] | 0 |  |  |  |  | #VALUE!
[42 empty] | 0 | 0 | 0 | 0 | [5 empty] | 0 | [7 empty] | 0 |  |  |  |  | #VALUE!
[42 empty] | 0 | 0 | 0 | 0 | [5 empty] | 0 | [7 empty] | 0 |  |  |  |  | #VALUE!
[42 empty] | 0 | 0 | 0 | 0 | [5 empty] | 0 | [7 empty] | 0 |  |  |  |  | #VALUE!
[42 empty] | 0 | 0 | 0 | 0 | [5 empty] | 0 | [7 empty] | 0 |  |  |  |  | #VALUE!
[42 empty] | 0 | 0 | 0 | 0 | [5 empty] | 0 | [7 empty] | 0 |  |  |  |  | #VALUE!
[42 empty] | 0 | 0 | 0 | 0 | [5 empty] | 0 | [7 empty] | 0 |  |  |  |  | #VALUE!
[42 empty] | 0 | 0 | 0 | 0 | [5 empty] | 0 | [7 empty] | 0 |  |  |  |  | #VALUE!
[42 empty] | 0 | 0 | 0 | 0 | [5 empty] | 0 | [7 empty] | 0 |  |  |  |  | #VALUE!
[42 empty] | 0 | 0 | 0 | 0 | [5 empty] | 0 | [7 empty] | 0 |  |  |  |  | #VALUE!
[42 empty] | 0 | 0 | 0 | 0 | [5 empty] | 0 | [7 empty] | 0 |  |  |  |  | #VALUE!
[42 empty] | 0 | 0 | 0 | 0 | [5 empty] | 0 | [7 empty] | 0 |  |  |  |  | #VALUE!
[42 empty] | 0 | 0 | 0 | 0 | [5 empty] | 0 | [7 empty] | 0 |  |  |  |  | #VALUE!
[42 empty] | 0 | 0 | 0 | 0 | [5 empty] | 0 | [7 empty] | 0 |  |  |  |  | #VALUE!
[42 empty] | 0 | 0 | 0 | 0 | [5 empty] | 0 | [7 empty] | 0 |  |  |  |  | #VALUE!
[42 empty] | 0 | 0 | 0 | 0 | [5 empty] | 0 | [7 empty] | 0 |  |  |  |  | #VALUE!
[42 empty] | 0 | 0 | 0 | 0 | [5 empty] | 0 | [7 empty] | 0 |  |  |  |  | #VALUE!
[42 empty] | 0 | 0 | 0 | 0 | [5 empty] | 0 | [7 empty] | 0 |  |  |  |  | #VALUE!
[42 empty] | 0 | 0 | 0 | 0 | [5 empty] | 0 | [7 empty] | 0 |  |  |  |  | #VALUE!
[42 empty] | 0 | 0 | 0 | 0 | [5 empty] | 0 | [7 empty] | 0 |  |  |  |  | #VALUE!
[42 empty] | 0 | 0 | 0 | 0 | [5 empty] | 0 | [7 empty] | 0 |  |  |  |  | #VALUE!
[42 empty] | 0 | 0 | 0 | 0 | [5 empty] | 0 | [7 empty] | 0 |  |  |  |  | #VALUE!
[42 empty] | 0 | 0 | 0 | 0 | [5 empty] | 0 | [7 empty] | 0 |  |  |  |  | #VALUE!
[42 empty] | 0 | 0 | 0 | 0 | [5 empty] | 0 | [7 empty] | 0 |  |  |  |  | #VALUE!
[42 empty] | 0 | 0 | 0 | 0 | [5 empty] | 0 | [7 empty] | 0 |  |  |  |  | #VALUE!
[42 empty] | 0 | 0 | 0 | 0 | [5 empty] | 0 | [7 empty] | 0 |  |  |  |  | #VALUE!
[42 empty] | 0 | 0 | 0 | 0 | [5 empty] | 0 | [7 empty] | 0 |  |  |  |  | #VALUE!
[42 empty] | 0 | 0 | 0 | 0 | [5 empty] | 0 | [7 empty] | 0 |  |  |  |  | #VALUE!
[42 empty] | 0 | 0 | 0 | 0 | [5 empty] | 0 | [7 empty] | 0 |  |  |  |  | #VALUE!
[42 empty] | 0 | 0 | 0 | 0 | [5 empty] | 0 | [7 empty] | 0 |  |  |  |  | #VALUE!
[42 empty] | 0 | 0 | 0 | 0 | [5 empty] | 0 | [7 empty] | 0 |  |  |  |  | #VALUE!
[42 empty] | 0 | 0 | 0 | 0 | [5 empty] | 0 | [7 empty] | 0 |  |  |  |  | #VALUE!
[42 empty] | 0 | 0 | 0 | 0 | [5 empty] | 0 | [7 empty] | 0 |  |  |  |  | #VALUE!
[42 empty] | 0 | 0 | 0 | 0 | [5 empty] | 0 | [7 empty] | 0 |  |  |  |  | #VALUE!
[42 empty] | 0 | 0 | 0 | 0 | [5 empty] | 0 | [7 empty] | 0 |  |  |  |  | #VALUE!
[42 empty] | 0 | 0 | 0 | 0 | [5 empty] | 0 | [7 empty] | 0 |  |  |  |  | #VALUE!
[42 empty] | 0 | 0 | 0 | 0 | [5 empty] | 0 | [7 empty] | 0 |  |  |  |  | #VALUE!
[42 empty] | 0 | 0 | 0 | 0 | [5 empty] | 0 | [7 empty] | 0 |  |  |  |  | #VALUE!
[42 empty] | 0 | 0 | 0 | 0 | [5 empty] | 0 | [7 empty] | 0 |  |  |  |  | #VALUE!
[42 empty] | 0 | 0 | 0 | 0 | [5 empty] | 0 | [7 empty] | 0 |  |  |  |  | #VALUE!
[42 empty] | 0 | 0 | 0 | 0 | [5 empty] | 0 | [7 empty] | 0 |  |  |  |  | #VALUE!
[42 empty] | 0 | 0 | 0 | 0 | [5 empty] | 0 | [7 empty] | 0 |  |  |  |  | #VALUE!
[42 empty] | 0 | 0 | 0 | 0 | [5 empty] | 0 | [7 empty] | 0 |  |  |  |  | #VALUE!
[42 empty] | 0 | 0 | 0 | 0 | [5 empty] | 0 | [7 empty] | 0 |  |  |  |  | #VALUE!
[42 empty] | 0 | 0 | 0 | 0 | [5 empty] | 0 | [7 empty] | 0 |  |  |  |  | #VALUE!
[42 empty] | 0 | 0 | 0 | 0 | [5 empty] | 0 | [7 empty] | 0 |  |  |  |  | #VALUE!
[42 empty] | 0 | 0 | 0 | 0 | [5 empty] | 0 | [7 empty] | 0 |  |  |  |  | #VALUE!
[42 empty] | 0 | 0 | 0 | 0 | [5 empty] | 0 | [7 empty] | 0 |  |  |  |  | #VALUE!
[42 empty] | 0 | 0 | 0 | 0 | [5 empty] | 0 | [7 empty] | 0 |  |  |  |  | #VALUE!
[42 empty] | 0 | 0 | 0 | 0 | [5 empty] | 0 | [7 empty] | 0 |  |  |  |  | #VALUE!
[42 empty] | 0 | 0 | 0 | 0 | [5 empty] | 0 | [7 empty] | 0 |  |  |  |  | #VALUE!
[42 empty] | 0 | 0 | 0 | 0 | [5 empty] | 0 | [7 empty] | 0 |  |  |  |  | #VALUE!
[42 empty] | 0 | 0 | 0 | 0 | [5 empty] | 0 | [7 empty] | 0 |  |  |  |  | #VALUE!
[42 empty] | 0 | 0 | 0 | 0 | [5 empty] | 0 | [7 empty] | 0 |  |  |  |  | #VALUE!
[42 empty] | 0 | 0 | 0 | 0 | [5 empty] | 0 | [7 empty] | 0 |  |  |  |  | #VALUE!
[42 empty] | 0 | 0 | 0 | 0 | [5 empty] | 0 | [7 empty] | 0 |  |  |  |  | #VALUE!
[42 empty] | 0 | 0 | 0 | 0 | [5 empty] | 0 | [7 empty] | 0 |  |  |  |  | #VALUE!
[42 empty] | 0 | 0 | 0 | 0 | [5 empty] | 0 | [7 empty] | 0 |  |  |  |  | #VALUE!
[42 empty] | 0 | 0 | 0 | 0 | [5 empty] | 0 | [7 empty] | 0 |  |  |  |  | #VALUE!
[42 empty] | 0 | 0 | 0 | 0 | [5 empty] | 0 | [7 empty] | 0 |  |  |  |  | #VALUE!
[42 empty] | 0 | 0 | 0 | 0 | [5 empty] | 0 | [7 empty] | 0 |  |  |  |  | #VALUE!
[42 empty] | 0 | 0 | 0 | 0 | [5 empty] | 0 | [7 empty] | 0 |  |  |  |  | #VALUE!
[42 empty] | 0 | 0 | 0 | 0 | [5 empty] | 0 | [7 empty] | 0 |  |  |  |  | #VALUE!
[42 empty] | 0 | 0 | 0 | 0 | [5 empty] | 0 | [7 empty] | 0 |  |  |  |  | #VALUE!
[42 empty] | 0 | 0 | 0 | 0 | [5 empty] | 0 | [7 empty] | 0 |  |  |  |  | #VALUE!
[42 empty] | 0 | 0 | 0 | 0 | [5 empty] | 0 | [7 empty] | 0 |  |  |  |  | #VALUE!
[42 empty] | 0 | 0 | 0 | 0 | [5 empty] | 0 | [7 empty] | 0 |  |  |  |  | #VALUE!
[42 empty] | 0 | 0 | 0 | 0 | [5 empty] | 0 | [7 empty] | 0 |  |  |  |  | #VALUE!
[42 empty] | 0 | 0 | 0 | 0 | [5 empty] | 0 | [7 empty] | 0 |  |  |  |  | #VALUE!
[42 empty] | 0 | 0 | 0 | 0 | [5 empty] | 0 | [7 empty] | 0 |  |  |  |  | #VALUE!
[42 empty] | 0 | 0 | 0 | 0 | [5 empty] | 0 | [7 empty] | 0 |  |  |  |  | #VALUE!
[42 empty] | 0 | 0 | 0 | 0 | [5 empty] | 0 | [7 empty] | 0 |  |  |  |  | #VALUE!
[42 empty] | 0 | 0 | 0 | 0 | [5 empty] | 0 | [7 empty] | 0 |  |  |  |  | #VALUE!
[42 empty] | 0 | 0 | 0 | 0 | [5 empty] | 0 | [7 empty] | 0 |  |  |  |  | #VALUE!
[42 empty] | 0 | 0 | 0 | 0 | [5 empty] | 0 | [7 empty] | 0 |  |  |  |  | #VALUE!
[42 empty] | 0 | 0 | 0 | 0 | [5 empty] | 0 | [7 empty] | 0 |  |  |  |  | #VALUE!
[42 empty] | 0 | 0 | 0 | 0 | [5 empty] | 0 | [7 empty] | 0 |  |  |  |  | #VALUE!
[42 empty] | 0 | 0 | 0 | 0 | [5 empty] | 0 | [7 empty] | 0 |  |  |  |  | #VALUE!
[42 empty] | 0 | 0 | 0 | 0 | [5 empty] | 0 | [7 empty] | 0 |  |  |  |  | #VALUE!
[42 empty] | 0 | 0 | 0 | 0 | [5 empty] | 0 | [7 empty] | 0 |  |  |  |  | #VALUE!
[42 empty] | 0 | 0 | 0 | 0 | [5 empty] | 0 | [7 empty] | 0 |  |  |  |  | #VALUE!
[42 empty] | 0 | 0 | 0 | 0 | [5 empty] | 0 | [7 empty] | 0 |  |  |  |  | #VALUE!
[42 empty] | 0 | 0 | 0 | 0 | [5 empty] | 0 | [7 empty] | 0 |  |  |  |  | #VALUE!
[42 empty] | 0 | 0 | 0 | 0 | [5 empty] | 0 | [7 empty] | 0 |  |  |  |  | #VALUE!
[42 empty] | 0 | 0 | 0 | 0 | [5 empty] | 0 | [7 empty] | 0 |  |  |  |  | #VALUE!
[42 empty] | 0 | 0 | 0 | 0 | [5 empty] | 0 | [7 empty] | 0 |  |  |  |  | #VALUE!
[42 empty] | 0 | 0 | 0 | 0 | [5 empty] | 0 | [7 empty] | 0 |  |  |  |  | #VALUE!
[42 empty] | 0 | 0 | 0 | 0 | [5 empty] | 0 | [7 empty] | 0 |  |  |  |  | #VALUE!
[42 empty] | 0 | 0 | 0 | 0 | [5 empty] | 0 | [7 empty] | 0 |  |  |  |  | #VALUE!
[42 empty] | 0 | 0 | 0 | 0 | [5 empty] | 0 | [7 empty] | 0 |  |  |  |  | #VALUE!
[42 empty] | 0 | 0 | 0 | 0 | [5 empty] | 0 | [7 empty] | 0 |  |  |  |  | #VALUE!
[42 empty] | 0 | 0 | 0 | 0 | [5 empty] | 0 | [7 empty] | 0 |  |  |  |  | #VALUE!
[42 empty] | 0 | 0 | 0 | 0 | [5 empty] | 0 | [7 empty] | 0 |  |  |  |  | #VALUE!
[42 empty] | 0 | 0 | 0 | 0 | [5 empty] | 0 | [7 empty] | 0 |  |  |  |  | #VALUE!
[42 empty] | 0 | 0 | 0 | 0 | [5 empty] | 0 | [7 empty] | 0 |  |  |  |  | #VALUE!
[42 empty] | 0 | 0 | 0 | 0 | [5 empty] | 0 | [7 empty] | 0 |  |  |  |  | #VALUE!
[42 empty] | 0 | 0 | 0 | 0 | [5 empty] | 0 | [7 empty] | 0 |  |  |  |  | #VALUE!
[42 empty] | 0 | 0 | 0 | 0 | [5 empty] | 0 | [7 empty] | 0 |  |  |  |  | #VALUE!
[42 empty] | 0 | 0 | 0 | 0 | [5 empty] | 0 | [7 empty] | 0 |  |  |  |  | #VALUE!
[42 empty] | 0 | 0 | 0 | 0 | [5 empty] | 0 | [7 empty] | 0 |  |  |  |  | #VALUE!
[42 empty] | 0 | 0 | 0 | 0 | [5 empty] | 0 | [7 empty] | 0 |  |  |  |  | #VALUE!
[42 empty] | 0 | 0 | 0 | 0 | [5 empty] | 0 | [7 empty] | 0 |  |  |  |  | #VALUE!
[42 empty] | 0 | 0 | 0 | 0 | [5 empty] | 0 | [7 empty] | 0 |  |  |  |  | #VALUE!
[42 empty] | 0 | 0 | 0 | 0 | [5 empty] | 0 | [7 empty] | 0 |  |  |  |  | #VALUE!
[42 empty] | 0 | 0 | 0 | 0 | [5 empty] | 0 | [7 empty] | 0 |  |  |  |  | #VALUE!
[42 empty] | 0 | 0 | 0 | 0 | [5 empty] | 0 | [7 empty] | 0 |  |  |  |  | #VALUE!
[42 empty] | 0 | 0 | 0 | 0 | [5 empty] | 0 | [7 empty] | 0 |  |  |  |  | #VALUE!
[42 empty] | 0 | 0 | 0 | 0 | [5 empty] | 0 | [7 empty] | 0 |  |  |  |  | #VALUE!
[42 empty] | 0 | 0 | 0 | 0 | [5 empty] | 0 | [7 empty] | 0 |  |  |  |  | #VALUE!
[42 empty] | 0 | 0 | 0 | 0 | [5 empty] | 0 | [7 empty] | 0 |  |  |  |  | #VALUE!
[42 empty] | 0 | 0 | 0 | 0 | [5 empty] | 0 | [7 empty] | 0 |  |  |  |  | #VALUE!
[42 empty] | 0 | 0 | 0 | 0 | [5 empty] | 0 | [7 empty] | 0 |  |  |  |  | #VALUE!
[42 empty] | 0 | 0 | 0 | 0 | [5 empty] | 0 | [7 empty] | 0 |  |  |  |  | #VALUE!
[42 empty] | 0 | 0 | 0 | 0 | [5 empty] | 0 | [7 empty] | 0 |  |  |  |  | #VALUE!
[42 empty] | 0 | 0 | 0 | 0 | [5 empty] | 0 | [7 empty] | 0 |  |  |  |  | #VALUE!
[42 empty] | 0 | 0 | 0 | 0 | [5 empty] | 0 | [7 empty] | 0 |  |  |  |  | #VALUE!
[42 empty] | 0 | 0 | 0 | 0 | [5 empty] | 0 | [7 empty] | 0 |  |  |  |  | #VALUE!
[42 empty] | 0 | 0 | 0 | 0 | [5 empty] | 0 | [7 empty] | 0 |  |  |  |  | #VALUE!
[42 empty] | 0 | 0 | 0 | 0 | [5 empty] | 0 | [7 empty] | 0 |  |  |  |  | #VALUE!
[42 empty] | 0 | 0 | 0 | 0 | [5 empty] | 0 | [7 empty] | 0 |  |  |  |  | #VALUE!
[42 empty] | 0 | 0 | 0 | 0 | [5 empty] | 0 | [7 empty] | 0 |  |  |  |  | #VALUE!
[42 empty] | 0 | 0 | 0 | 0 | [5 empty] | 0 | [7 empty] | 0 |  |  |  |  | #VALUE!
[42 empty] | 0 | 0 | 0 | 0 | [5 empty] | 0 | [7 empty] | 0 |  |  |  |  | #VALUE!
[42 empty] | 0 | 0 | 0 | 0 | [5 empty] | 0 | [7 empty] | 0 |  |  |  |  | #VALUE!
[42 empty] | 0 | 0 | 0 | 0 | [5 empty] | 0 | [7 empty] | 0 |  |  |  |  | #VALUE!
[42 empty] | 0 | 0 | 0 | 0 | [5 empty] | 0 | [7 empty] | 0 |  |  |  |  | #VALUE!
[42 empty] | 0 | 0 | 0 | 0 | [5 empty] | 0 | [7 empty] | 0 |  |  |  |  | #VALUE!
[42 empty] | 0 | 0 | 0 | 0 | [5 empty] | 0 | [7 empty] | 0 |  |  |  |  | #VALUE!
[42 empty] | 0 | 0 | 0 | 0 | [5 empty] | 0 | [7 empty] | 0 |  |  |  |  | #VALUE!
[42 empty] | 0 | 0 | 0 | 0 | [5 empty] | 0 | [7 empty] | 0 |  |  |  |  | #VALUE!
[42 empty] | 0 | 0 | 0 | 0 | [5 empty] | 0 | [7 empty] | 0 |  |  |  |  | #VALUE!
[42 empty] | 0 | 0 | 0 | 0 | [5 empty] | 0 | [7 empty] | 0 |  |  |  |  | #VALUE!
[42 empty] | 0 | 0 | 0 | 0 | [5 empty] | 0 | [7 empty] | 0 |  |  |  |  | #VALUE!
[42 empty] | 0 | 0 | 0 | 0 | [5 empty] | 0 | [7 empty] | 0 |  |  |  |  | #VALUE!
[42 empty] | 0 | 0 | 0 | 0 | [5 empty] | 0 | [7 empty] | 0 |  |  |  |  | #VALUE!
[42 empty] | 0 | 0 | 0 | 0 | [5 empty] | 0 | [7 empty] | 0 |  |  |  |  | #VALUE!
[42 empty] | 0 | 0 | 0 | 0 | [5 empty] | 0 | [7 empty] | 0 |  |  |  |  | #VALUE!
[42 empty] | 0 | 0 | 0 | 0 | [5 empty] | 0 | [7 empty] | 0 |  |  |  |  | #VALUE!
[42 empty] | 0 | 0 | 0 | 0 | [5 empty] | 0 | [7 empty] | 0 |  |  |  |  | #VALUE!
[42 empty] | 0 | 0 | 0 | 0 | [5 empty] | 0 | [7 empty] | 0 |  |  |  |  | #VALUE!
[42 empty] | 0 | 0 | 0 | 0 | [5 empty] | 0 | [7 empty] | 0 |  |  |  |  | #VALUE!
[42 empty] | 0 | 0 | 0 | 0 | [5 empty] | 0 | [7 empty] | 0 |  |  |  |  | #VALUE!
[42 empty] | 0 | 0 | 0 | 0 | [5 empty] | 0 | [7 empty] | 0 |  |  |  |  | #VALUE!
[42 empty] | 0 | 0 | 0 | 0 | [5 empty] | 0 | [7 empty] | 0 |  |  |  |  | #VALUE!
[42 empty] | 0 | 0 | 0 | 0 | [5 empty] | 0 | [7 empty] | 0 |  |  |  |  | #VALUE!
[42 empty] | 0 | 0 | 0 | 0 | [5 empty] | 0 | [7 empty] | 0 |  |  |  |  | #VALUE!
[42 empty] | 0 | 0 | 0 | 0 | [5 empty] | 0 | [7 empty] | 0 |  |  |  |  | #VALUE!
[42 empty] | 0 | 0 | 0 | 0 | [5 empty] | 0 | [7 empty] | 0 |  |  |  |  | #VALUE!
[42 empty] | 0 | 0 | 0 | 0 | [5 empty] | 0 | [7 empty] | 0 |  |  |  |  | #VALUE!
[42 empty] | 0 | 0 | 0 | 0 | [5 empty] | 0 | [7 empty] | 0 |  |  |  |  | #VALUE!
[42 empty] | 0 | 0 | 0 | 0 | [5 empty] | 0 | [7 empty] | 0 |  |  |  |  | #VALUE!
[42 empty] | 0 | 0 | 0 | 0 | [5 empty] | 0 | [7 empty] | 0 |  |  |  |  | #VALUE!
[42 empty] | 0 | 0 | 0 | 0 | [5 empty] | 0 | [7 empty] | 0 |  |  |  |  | #VALUE!
[42 empty] | 0 | 0 | 0 | 0 | [5 empty] | 0 | [7 empty] | 0 |  |  |  |  | #VALUE!
[42 empty] | 0 | 0 | 0 | 0 | [5 empty] | 0 | [7 empty] | 0 |  |  |  |  | #VALUE!
[42 empty] | 0 | 0 | 0 | 0 | [5 empty] | 0 | [7 empty] | 0 |  |  |  |  | #VALUE!
[42 empty] | 0 | 0 | 0 | 0 | [5 empty] | 0 | [7 empty] | 0 |  |  |  |  | #VALUE!
[42 empty] | 0 | 0 | 0 | 0 | [5 empty] | 0 | [7 empty] | 0 |  |  |  |  | #VALUE!
[42 empty] | 0 | 0 | 0 | 0 | [5 empty] | 0 | [7 empty] | 0 |  |  |  |  | #VALUE!
[42 empty] | 0 | 0 | 0 | 0 | [5 empty] | 0 | [7 empty] | 0 |  |  |  |  | #VALUE!
[42 empty] | 0 | 0 | 0 | 0 | [5 empty] | 0 | [7 empty] | 0 |  |  |  |  | #VALUE!
[42 empty] | 0 | 0 | 0 | 0 | [5 empty] | 0 | [7 empty] | 0 |  |  |  |  | #VALUE!
[42 empty] | 0 | 0 | 0 | 0 | [5 empty] | 0 | [7 empty] | 0 |  |  |  |  | #VALUE!
[42 empty] | 0 | 0 | 0 | 0 | [5 empty] | 0 | [7 empty] | 0 |  |  |  |  | #VALUE!
[42 empty] | 0 | 0 | 0 | 0 | [5 empty] | 0 | [7 empty] | 0 |  |  |  |  | #VALUE!
[42 empty] | 0 | 0 | 0 | 0 | [5 empty] | 0 | [7 empty] | 0 |  |  |  |  | #VALUE!
[42 empty] | 0 | 0 | 0 | 0 | [5 empty] | 0 | [7 empty] | 0 |  |  |  |  | #VALUE!
[42 empty] | 0 | 0 | 0 | 0 | [5 empty] | 0 | [7 empty] | 0 |  |  |  |  | #VALUE!
[42 empty] | 0 | 0 | 0 | 0 | [5 empty] | 0 | [7 empty] | 0 |  |  |  |  | #VALUE!
[42 empty] | 0 | 0 | 0 | 0 | [5 empty] | 0 | [7 empty] | 0 |  |  |  |  | #VALUE!
[42 empty] | 0 | 0 | 0 | 0 | [5 empty] | 0 | [7 empty] | 0 |  |  |  |  | #VALUE!
[42 empty] | 0 | 0 | 0 | 0 | [5 empty] | 0 | [7 empty] | 0 |  |  |  |  | #VALUE!
[42 empty] | 0 | 0 | 0 | 0 | [5 empty] | 0 | [7 empty] | 0 |  |  |  |  | #VALUE!
[42 empty] | 0 | 0 | 0 | 0 | [5 empty] | 0 | [7 empty] | 0 |  |  |  |  | #VALUE!
[42 empty] | 0 | 0 | 0 | 0 | [5 empty] | 0 | [7 empty] | 0 |  |  |  |  | #VALUE!
[42 empty] | 0 | 0 | 0 | 0 | [5 empty] | 0 | [7 empty] | 0 |  |  |  |  | #VALUE!
[42 empty] | 0 | 0 | 0 | 0 | [5 empty] | 0 | [7 empty] | 0 |  |  |  |  | #VALUE!
[42 empty] | 0 | 0 | 0 | 0 | [5 empty] | 0 | [7 empty] | 0 |  |  |  |  | #VALUE!
[42 empty] | 0 | 0 | 0 | 0 | [5 empty] | 0 | [7 empty] | 0 |  |  |  |  | #VALUE!
[42 empty] | 0 | 0 | 0 | 0 | [5 empty] | 0 | [7 empty] | 0 |  |  |  |  | #VALUE!
[42 empty] | 0 | 0 | 0 | 0 | [5 empty] | 0 | [7 empty] | 0 |  |  |  |  | #VALUE!
[42 empty] | 0 | 0 | 0 | 0 | [5 empty] | 0 | [7 empty] | 0 |  |  |  |  | #VALUE!
[42 empty] | 0 | 0 | 0 | 0 | [5 empty] | 0 | [7 empty] | 0 |  |  |  |  | #VALUE!
[42 empty] | 0 | 0 | 0 | 0 | [5 empty] | 0 | [7 empty] | 0 |  |  |  |  | #VALUE!
[42 empty] | 0 | 0 | 0 | 0 | [5 empty] | 0 | [7 empty] | 0 |  |  |  |  | #VALUE!
[42 empty] | 0 | 0 | 0 | 0 | [5 empty] | 0 | [7 empty] | 0 |  |  |  |  | #VALUE!
[42 empty] | 0 | 0 | 0 | 0 | [5 empty] | 0 | [7 empty] | 0 |  |  |  |  | #VALUE!
[42 empty] | 0 | 0 | 0 | 0 | [5 empty] | 0 | [7 empty] | 0 |  |  |  |  | #VALUE!
[42 empty] | 0 | 0 | 0 | 0 | [5 empty] | 0 | [7 empty] | 0 |  |  |  |  | #VALUE!
[42 empty] | 0 | 0 | 0 | 0 | [5 empty] | 0 | [7 empty] | 0 |  |  |  |  | #VALUE!
[42 empty] | 0 | 0 | 0 | 0 | [5 empty] | 0 | [7 empty] | 0 |  |  |  |  | #VALUE!
[42 empty] | 0 | 0 | 0 | 0 | [5 empty] | 0 | [7 empty] | 0 |  |  |  |  | #VALUE!
[42 empty] | 0 | 0 | 0 | 0 | [5 empty] | 0 | [7 empty] | 0 |  |  |  |  | #VALUE!
[42 empty] | 0 | 0 | 0 | 0 | [5 empty] | 0 | [7 empty] | 0 |  |  |  |  | #VALUE!
[42 empty] | 0 | 0 | 0 | 0 | [5 empty] | 0 | [7 empty] | 0 |  |  |  |  | #VALUE!
[42 empty] | 0 | 0 | 0 | 0 | [5 empty] | 0 | [7 empty] | 0 |  |  |  |  | #VALUE!
[42 empty] | 0 | 0 | 0 | 0 | [5 empty] | 0 | [7 empty] | 0 |  |  |  |  | #VALUE!
[42 empty] | 0 | 0 | 0 | 0 | [5 empty] | 0 | [7 empty] | 0 |  |  |  |  | #VALUE!
[42 empty] | 0 | 0 | 0 | 0 | [5 empty] | 0 | [7 empty] | 0 |  |  |  |  | #VALUE!
[42 empty] | 0 | 0 | 0 | 0 | [5 empty] | 0 | [7 empty] | 0 |  |  |  |  | #VALUE!
[42 empty] | 0 | 0 | 0 | 0 | [5 empty] | 0 | [7 empty] | 0 |  |  |  |  | #VALUE!
[42 empty] | 0 | 0 | 0 | 0 | [5 empty] | 0 | [7 empty] | 0 |  |  |  |  | #VALUE!
[42 empty] | 0 | 0 | 0 | 0 | [5 empty] | 0 | [7 empty] | 0 |  |  |  |  | #VALUE!
[42 empty] | 0 | 0 | 0 | 0 | [5 empty] | 0 | [7 empty] | 0 |  |  |  |  | #VALUE!
[42 empty] | 0 | 0 | 0 | 0 | [5 empty] | 0 | [7 empty] | 0 |  |  |  |  | #VALUE!
[42 empty] | 0 | 0 | 0 | 0 | [5 empty] | 0 | [7 empty] | 0 |  |  |  |  | #VALUE!
[42 empty] | 0 | 0 | 0 | 0 | [5 empty] | 0 | [7 empty] | 0 |  |  |  |  | #VALUE!
[42 empty] | 0 | 0 | 0 | 0 | [5 empty] | 0 | [7 empty] | 0 |  |  |  |  | #VALUE!
[42 empty] | 0 | 0 | 0 | 0 | [5 empty] | 0 | [7 empty] | 0 |  |  |  |  | #VALUE!
[42 empty] | 0 | 0 | 0 | 0 | [5 empty] | 0 | [7 empty] | 0 |  |  |  |  | #VALUE!
[42 empty] | 0 | 0 | 0 | 0 | [5 empty] | 0 | [7 empty] | 0 |  |  |  |  | #VALUE!
[42 empty] | 0 | 0 | 0 | 0 | [5 empty] | 0 | [7 empty] | 0 |  |  |  |  | #VALUE!
[42 empty] | 0 | 0 | 0 | 0 | [5 empty] | 0 | [7 empty] | 0 |  |  |  |  | #VALUE!
[42 empty] | 0 | 0 | 0 | 0 | [5 empty] | 0 | [7 empty] | 0 |  |  |  |  | #VALUE!
[42 empty] | 0 | 0 | 0 | 0 | [5 empty] | 0 | [7 empty] | 0 |  |  |  |  | #VALUE!
[42 empty] | 0 | 0 | 0 | 0 | [5 empty] | 0 | [7 empty] | 0 |  |  |  |  | #VALUE!
[42 empty] | 0 | 0 | 0 | 0 | [5 empty] | 0 | [7 empty] | 0 |  |  |  |  | #VALUE!
[42 empty] | 0 | 0 | 0 | 0 | [5 empty] | 0 | [7 empty] | 0 |  |  |  |  | #VALUE!
[42 empty] | 0 | 0 | 0 | 0 | [5 empty] | 0 | [7 empty] | 0 |  |  |  |  | #VALUE!
[42 empty] | 0 | 0 | 0 | 0 | [5 empty] | 0 | [7 empty] | 0 |  |  |  |  | #VALUE!
[42 empty] | 0 | 0 | 0 | 0 | [5 empty] | 0 | [7 empty] | 0 |  |  |  |  | #VALUE!
[42 empty] | 0 | 0 | 0 | 0 | [5 empty] | 0 | [7 empty] | 0 |  |  |  |  | #VALUE!
[42 empty] | 0 | 0 | 0 | 0 | [5 empty] | 0 | [7 empty] | 0 |  |  |  |  | #VALUE!
[42 empty] | 0 | 0 | 0 | 0 | [5 empty] | 0 | [7 empty] | 0 |  |  |  |  | #VALUE!
[42 empty] | 0 | 0 | 0 | 0 | [5 empty] | 0 | [7 empty] | 0 |  |  |  |  | #VALUE!
[42 empty] | 0 | 0 | 0 | 0 | [5 empty] | 0 | [7 empty] | 0 |  |  |  |  | #VALUE!
[42 empty] | 0 | 0 | 0 | 0 | [5 empty] | 0 | [7 empty] | 0 |  |  |  |  | #VALUE!
[42 empty] | 0 | 0 | 0 | 0 | [5 empty] | 0 | [7 empty] | 0 |  |  |  |  | #VALUE!
[42 empty] | 0 | 0 | 0 | 0 | [5 empty] | 0 | [7 empty] | 0 |  |  |  |  | #VALUE!
[42 empty] | 0 | 0 | 0 | 0 | [5 empty] | 0 | [7 empty] | 0 |  |  |  |  | #VALUE!
[42 empty] | 0 | 0 | 0 | 0 | [5 empty] | 0 | [7 empty] | 0 |  |  |  |  | #VALUE!
[42 empty] | 0 | 0 | 0 | 0 | [5 empty] | 0 | [7 empty] | 0 |  |  |  |  | #VALUE!
[42 empty] | 0 | 0 | 0 | 0 | [5 empty] | 0 | [7 empty] | 0 |  |  |  |  | #VALUE!
[42 empty] | 0 | 0 | 0 | 0 | [5 empty] | 0 | [7 empty] | 0 |  |  |  |  | #VALUE!
[42 empty] | 0 | 0 | 0 | 0 | [5 empty] | 0 | [7 empty] | 0 |  |  |  |  | #VALUE!
[42 empty] | 0 | 0 | 0 | 0 | [5 empty] | 0 | [7 empty] | 0 |  |  |  |  | #VALUE!
[42 empty] | 0 | 0 | 0 | 0 | [5 empty] | 0 | [7 empty] | 0 |  |  |  |  | #VALUE!
[42 empty] | 0 | 0 | 0 | 0 | [5 empty] | 0 | [7 empty] | 0 |  |  |  |  | #VALUE!
[42 empty] | 0 | 0 | 0 | 0 | [5 empty] | 0 | [7 empty] | 0 |  |  |  |  | #VALUE!
[42 empty] | 0 | 0 | 0 | 0 | [5 empty] | 0 | [7 empty] | 0 |  |  |  |  | #VALUE!
[42 empty] | 0 | 0 | 0 | 0 | [5 empty] | 0 | [7 empty] | 0 |  |  |  |  | #VALUE!
[42 empty] | 0 | 0 | 0 | 0 | [5 empty] | 0 | [7 empty] | 0 |  |  |  |  | #VALUE!
[42 empty] | 0 | 0 | 0 | 0 | [5 empty] | 0 | [7 empty] | 0 |  |  |  |  | #VALUE!
[42 empty] | 0 | 0 | 0 | 0 | [5 empty] | 0 | [7 empty] | 0 |  |  |  |  | #VALUE!
[42 empty] | 0 | 0 | 0 | 0 | [5 empty] | 0 | [7 empty] | 0 |  |  |  |  | #VALUE!
[42 empty] | 0 | 0 | 0 | 0 | [5 empty] | 0 | [7 empty] | 0 |  |  |  |  | #VALUE!
[42 empty] | 0 | 0 | 0 | 0 | [5 empty] | 0 | [7 empty] | 0 |  |  |  |  | #VALUE!
[42 empty] | 0 | 0 | 0 | 0 | [5 empty] | 0 | [7 empty] | 0 |  |  |  |  | #VALUE!
[42 empty] | 0 | 0 | 0 | 0 | [5 empty] | 0 | [7 empty] | 0 |  |  |  |  | #VALUE!
[42 empty] | 0 | 0 | 0 | 0 | [5 empty] | 0 | [7 empty] | 0 |  |  |  |  | #VALUE!
[42 empty] | 0 | 0 | 0 | 0 | [5 empty] | 0 | [7 empty] | 0 |  |  |  |  | #VALUE!
[42 empty] | 0 | 0 | 0 | 0 | [5 empty] | 0 | [7 empty] | 0 |  |  |  |  | #VALUE!
[42 empty] | 0 | 0 | 0 | 0 | [5 empty] | 0 | [7 empty] | 0 |  |  |  |  | #VALUE!
[42 empty] | 0 | 0 | 0 | 0 | [5 empty] | 0 | [7 empty] | 0 |  |  |  |  | #VALUE!
[42 empty] | 0 | 0 | 0 | 0 | [5 empty] | 0 | [7 empty] | 0 |  |  |  |  | #VALUE!
[42 empty] | 0 | 0 | 0 | 0 | [5 empty] | 0 | [7 empty] | 0 |  |  |  |  | #VALUE!
[42 empty] | 0 | 0 | 0 | 0 | [5 empty] | 0 | [7 empty] | 0 |  |  |  |  | #VALUE!
[42 empty] | 0 | 0 | 0 | 0 | [5 empty] | 0 | [7 empty] | 0 |  |  |  |  | #VALUE!
[42 empty] | 0 | 0 | 0 | 0 | [5 empty] | 0 | [7 empty] | 0 |  |  |  |  | #VALUE!
[42 empty] | 0 | 0 | 0 | 0 | [5 empty] | 0 | [7 empty] | 0 |  |  |  |  | #VALUE!
[42 empty] | 0 | 0 | 0 | 0 | [5 empty] | 0 | [7 empty] | 0 |  |  |  |  | #VALUE!
[42 empty] | 0 | 0 | 0 | 0 | [5 empty] | 0 | [7 empty] | 0 |  |  |  |  | #VALUE!
[42 empty] | 0 | 0 | 0 | 0 | [5 empty] | 0 | [7 empty] | 0 |  |  |  |  | #VALUE!
[42 empty] | 0 | 0 | 0 | 0 | [5 empty] | 0 | [7 empty] | 0 |  |  |  |  | #VALUE!
[42 empty] | 0 | 0 | 0 | 0 | [5 empty] | 0 | [7 empty] | 0 |  |  |  |  | #VALUE!
[42 empty] | 0 | 0 | 0 | 0 | [5 empty] | 0 | [7 empty] | 0 |  |  |  |  | #VALUE!
[42 empty] | 0 | 0 | 0 | 0 | [5 empty] | 0 | [7 empty] | 0 |  |  |  |  | #VALUE!
[42 empty] | 0 | 0 | 0 | 0 | [5 empty] | 0 | [7 empty] | 0 |  |  |  |  | #VALUE!
[42 empty] | 0 | 0 | 0 | 0 | [5 empty] | 0 | [7 empty] | 0 |  |  |  |  | #VALUE!
[42 empty] | 0 | 0 | 0 | 0 | [5 empty] | 0 | [7 empty] | 0 |  |  |  |  | #VALUE!
[42 empty] | 0 | 0 | 0 | 0 | [5 empty] | 0 | [7 empty] | 0 |  |  |  |  | #VALUE!
[42 empty] | 0 | 0 | 0 | 0 | [5 empty] | 0 | [7 empty] | 0 |  |  |  |  | #VALUE!
[42 empty] | 0 | 0 | 0 | 0 | [5 empty] | 0 | [7 empty] | 0 |  |  |  |  | #VALUE!
[42 empty] | 0 | 0 | 0 | 0 | [5 empty] | 0 | [7 empty] | 0 |  |  |  |  | #VALUE!
[42 empty] | 0 | 0 | 0 | 0 | [5 empty] | 0 | [7 empty] | 0 |  |  |  |  | #VALUE!
[42 empty] | 0 | 0 | 0 | 0 | [5 empty] | 0 | [7 empty] | 0 |  |  |  |  | #VALUE!
[42 empty] | 0 | 0 | 0 | 0 | [5 empty] | 0 | [7 empty] | 0 |  |  |  |  | #VALUE!
[42 empty] | 0 | 0 | 0 | 0 | [5 empty] | 0 | [7 empty] | 0 |  |  |  |  | #VALUE!
[42 empty] | 0 | 0 | 0 | 0 | [5 empty] | 0 | [7 empty] | 0 |  |  |  |  | #VALUE!
[42 empty] | 0 | 0 | 0 | 0 | [5 empty] | 0 | [7 empty] | 0 |  |  |  |  | #VALUE!
[42 empty] | 0 | 0 | 0 | 0 | [5 empty] | 0 | [7 empty] | 0 |  |  |  |  | #VALUE!
[42 empty] | 0 | 0 | 0 | 0 | [5 empty] | 0 | [7 empty] | 0 |  |  |  |  | #VALUE!
[42 empty] | 0 | 0 | 0 | 0 | [5 empty] | 0 | [7 empty] | 0 |  |  |  |  | #VALUE!
[42 empty] | 0 | 0 | 0 | 0 | [5 empty] | 0 | [7 empty] | 0 |  |  |  |  | #VALUE!
[42 empty] | 0 | 0 | 0 | 0 | [5 empty] | 0 | [7 empty] | 0 |  |  |  |  | #VALUE!
[42 empty] | 0 | 0 | 0 | 0 | [5 empty] | 0 | [7 empty] | 0 |  |  |  |  | #VALUE!
[42 empty] | 0 | 0 | 0 | 0 | [5 empty] | 0 | [7 empty] | 0 |  |  |  |  | #VALUE!
[42 empty] | 0 | 0 | 0 | 0 | [5 empty] | 0 | [7 empty] | 0 |  |  |  |  | #VALUE!
[42 empty] | 0 | 0 | 0 | 0 | [5 empty] | 0 | [7 empty] | 0 |  |  |  |  | #VALUE!
[42 empty] | 0 | 0 | 0 | 0 | [5 empty] | 0 | [7 empty] | 0 |  |  |  |  | #VALUE!
[42 empty] | 0 | 0 | 0 | 0 | [5 empty] | 0 | [7 empty] | 0 |  |  |  |  | #VALUE!
[42 empty] | 0 | 0 | 0 | 0 | [5 empty] | 0 | [7 empty] | 0 |  |  |  |  | #VALUE!
[42 empty] | 0 | 0 | 0 | 0 | [5 empty] | 0 | [7 empty] | 0 |  |  |  |  | #VALUE!
[42 empty] | 0 | 0 | 0 | 0 | [5 empty] | 0 | [7 empty] | 0 |  |  |  |  | #VALUE!
[42 empty] | 0 | 0 | 0 | 0 | [5 empty] | 0 | [7 empty] | 0 |  |  |  |  | #VALUE!
[42 empty] | 0 | 0 | 0 | 0 | [5 empty] | 0 | [7 empty] | 0 |  |  |  |  | #VALUE!
[42 empty] | 0 | 0 | 0 | 0 | [5 empty] | 0 | [7 empty] | 0 |  |  |  |  | #VALUE!
[42 empty] | 0 | 0 | 0 | 0 | [5 empty] | 0 | [7 empty] | 0 |  |  |  |  | #VALUE!
[42 empty] | 0 | 0 | 0 | 0 | [5 empty] | 0 | [7 empty] | 0 |  |  |  |  | #VALUE!
[42 empty] | 0 | 0 | 0 | 0 | [5 empty] | 0 | [7 empty] | 0 |  |  |  |  | #VALUE!
[42 empty] | 0 | 0 | 0 | 0 | [5 empty] | 0 | [7 empty] | 0 |  |  |  |  | #VALUE!
[42 empty] | 0 | 0 | 0 | 0 | [5 empty] | 0 | [7 empty] | 0 |  |  |  |  | #VALUE!
[42 empty] | 0 | 0 | 0 | 0 | [5 empty] | 0 | [7 empty] | 0 |  |  |  |  | #VALUE!
[42 empty] | 0 | 0 | 0 | 0 | [5 empty] | 0 | [7 empty] | 0 |  |  |  |  | #VALUE!
[42 empty] | 0 | 0 | 0 | 0 | [5 empty] | 0 | [7 empty] | 0 |  |  |  |  | #VALUE!
[42 empty] | 0 | 0 | 0 | 0 | [5 empty] | 0 | [7 empty] | 0 |  |  |  |  | #VALUE!
[42 empty] | 0 | 0 | 0 | 0 | [5 empty] | 0 | [7 empty] | 0 |  |  |  |  | #VALUE!
[42 empty] | 0 | 0 | 0 | 0 | [5 empty] | 0 | [7 empty] | 0 |  |  |  |  | #VALUE!
[42 empty] | 0 | 0 | 0 | 0 | [5 empty] | 0 | [7 empty] | 0 |  |  |  |  | #VALUE!
[42 empty] | 0 | 0 | 0 | 0 | [5 empty] | 0 | [7 empty] | 0 |  |  |  |  | #VALUE!
[42 empty] | 0 | 0 | 0 | 0 | [5 empty] | 0 | [7 empty] | 0 |  |  |  |  | #VALUE!
[42 empty] | 0 | 0 | 0 | 0 | [5 empty] | 0 | [7 empty] | 0 |  |  |  |  | #VALUE!
[42 empty] | 0 | 0 | 0 | 0 | [5 empty] | 0 | [7 empty] | 0 |  |  |  |  | #VALUE!
[42 empty] | 0 | 0 | 0 | 0 | [5 empty] | 0 | [7 empty] | 0 |  |  |  |  | #VALUE!
[42 empty] | 0 | 0 | 0 | 0 | [5 empty] | 0 | [7 empty] | 0 |  |  |  |  | #VALUE!
[42 empty] | 0 | 0 | 0 | 0 | [5 empty] | 0 | [7 empty] | 0 |  |  |  |  | #VALUE!
[42 empty] | 0 | 0 | 0 | 0 | [5 empty] | 0 | [7 empty] | 0 |  |  |  |  | #VALUE!
[42 empty] | 0 | 0 | 0 | 0 | [5 empty] | 0 | [7 empty] | 0 |  |  |  |  | #VALUE!
[42 empty] | 0 | 0 | 0 | 0 | [5 empty] | 0 | [7 empty] | 0 |  |  |  |  | #VALUE!
[42 empty] | 0 | 0 | 0 | 0 | [5 empty] | 0 | [7 empty] | 0 |  |  |  |  | #VALUE!
[42 empty] | 0 | 0 | 0 | 0 | [5 empty] | 0 | [7 empty] | 0 |  |  |  |  | #VALUE!
[42 empty] | 0 | 0 | 0 | 0 | [5 empty] | 0 | [7 empty] | 0 |  |  |  |  | #VALUE!
[42 empty] | 0 | 0 | 0 | 0 | [5 empty] | 0 | [7 empty] | 0 |  |  |  |  | #VALUE!
[42 empty] | 0 | 0 | 0 | 0 | [5 empty] | 0 | [7 empty] | 0 |  |  |  |  | #VALUE!
[42 empty] | 0 | 0 | 0 | 0 | [5 empty] | 0 | [7 empty] | 0 |  |  |  |  | #VALUE!
[42 empty] | 0 | 0 | 0 | 0 | [5 empty] | 0 | [7 empty] | 0 |  |  |  |  | #VALUE!
[42 empty] | 0 | 0 | 0 | 0 | [5 empty] | 0 | [7 empty] | 0 |  |  |  |  | #VALUE!
[42 empty] | 0 | 0 | 0 | 0 | [5 empty] | 0 | [7 empty] | 0 |  |  |  |  | #VALUE!
[42 empty] | 0 | 0 | 0 | 0 | [5 empty] | 0 | [7 empty] | 0 |  |  |  |  | #VALUE!
[42 empty] | 0 | 0 | 0 | 0 | [5 empty] | 0 | [7 empty] | 0 |  |  |  |  | #VALUE!
[42 empty] | 0 | 0 | 0 | 0 | [5 empty] | 0 | [7 empty] | 0 |  |  |  |  | #VALUE!
[42 empty] | 0 | 0 | 0 | 0 | [5 empty] | 0 | [7 empty] | 0 |  |  |  |  | #VALUE!
[42 empty] | 0 | 0 | 0 | 0 | [5 empty] | 0 | [7 empty] | 0 |  |  |  |  | #VALUE!
[42 empty] | 0 | 0 | 0 | 0 | [5 empty] | 0 | [7 empty] | 0 |  |  |  |  | #VALUE!
[42 empty] | 0 | 0 | 0 | 0 | [5 empty] | 0 | [7 empty] | 0 |  |  |  |  | #VALUE!
[42 empty] | 0 | 0 | 0 | 0 | [5 empty] | 0 | [7 empty] | 0 |  |  |  |  | #VALUE!
[42 empty] | 0 | 0 | 0 | 0 | [5 empty] | 0 | [7 empty] | 0 |  |  |  |  | #VALUE!
[42 empty] | 0 | 0 | 0 | 0 | [5 empty] | 0 | [7 empty] | 0 |  |  |  |  | #VALUE!
[42 empty] | 0 | 0 | 0 | 0 | [5 empty] | 0 | [7 empty] | 0 |  |  |  |  | #VALUE!
[42 empty] | 0 | 0 | 0 | 0 | [5 empty] | 0 | [7 empty] | 0 |  |  |  |  | #VALUE!
[42 empty] | 0 | 0 | 0 | 0 | [5 empty] | 0 | [7 empty] | 0 |  |  |  |  | #VALUE!
[42 empty] | 0 | 0 | 0 | 0 | [5 empty] | 0 | [7 empty] | 0 |  |  |  |  | #VALUE!
[42 empty] | 0 | 0 | 0 | 0 | [5 empty] | 0 | [7 empty] | 0 |  |  |  |  | #VALUE!
[42 empty] | 0 | 0 | 0 | 0 | [5 empty] | 0 | [7 empty] | 0 |  |  |  |  | #VALUE!
[42 empty] | 0 | 0 | 0 | 0 | [5 empty] | 0 | [7 empty] | 0 |  |  |  |  | #VALUE!
[42 empty] | 0 | 0 | 0 | 0 | [5 empty] | 0 | [7 empty] | 0 |  |  |  |  | #VALUE!
[42 empty] | 0 | 0 | 0 | 0 | [5 empty] | 0 | [7 empty] | 0 |  |  |  |  | #VALUE!
[42 empty] | 0 | 0 | 0 | 0 | [5 empty] | 0 | [7 empty] | 0 |  |  |  |  | #VALUE!
[42 empty] | 0 | 0 | 0 | 0 | [5 empty] | 0 | [7 empty] | 0 |  |  |  |  | #VALUE!
[42 empty] | 0 | 0 | 0 | 0 | [5 empty] | 0 | [7 empty] | 0 |  |  |  |  | #VALUE!
[42 empty] | 0 | 0 | 0 | 0 | [5 empty] | 0 | [7 empty] | 0 |  |  |  |  | #VALUE!
[42 empty] | 0 | 0 | 0 | 0 | [5 empty] | 0 | [7 empty] | 0 |  |  |  |  | #VALUE!
[42 empty] | 0 | 0 | 0 | 0 | [5 empty] | 0 | [7 empty] | 0 |  |  |  |  | #VALUE!
[42 empty] | 0 | 0 | 0 | 0 | [5 empty] | 0 | [7 empty] | 0 |  |  |  |  | #VALUE!
[42 empty] | 0 | 0 | 0 | 0 | [5 empty] | 0 | [7 empty] | 0 |  |  |  |  | #VALUE!
[42 empty] | 0 | 0 | 0 | 0 | [5 empty] | 0 | [7 empty] | 0 |  |  |  |  | #VALUE!
[42 empty] | 0 | 0 | 0 | 0 | [5 empty] | 0 | [7 empty] | 0 |  |  |  |  | #VALUE!
[42 empty] | 0 | 0 | 0 | 0 | [5 empty] | 0 | [7 empty] | 0 |  |  |  |  | #VALUE!
[42 empty] | 0 | 0 | 0 | 0 | [5 empty] | 0 | [7 empty] | 0 |  |  |  |  | #VALUE!
[42 empty] | 0 | 0 | 0 | 0 | [5 empty] | 0 | [7 empty] | 0 |  |  |  |  | #VALUE!
[42 empty] | 0 | 0 | 0 | 0 | [5 empty] | 0 | [7 empty] | 0 |  |  |  |  | #VALUE!
[42 empty] | 0 | 0 | 0 | 0 | [5 empty] | 0 | [7 empty] | 0 |  |  |  |  | #VALUE!
[42 empty] | 0 | 0 | 0 | 0 | [5 empty] | 0 | [7 empty] | 0 |  |  |  |  | #VALUE!
[42 empty] | 0 | 0 | 0 | 0 | [5 empty] | 0 | [7 empty] | 0 |  |  |  |  | #VALUE!
[42 empty] | 0 | 0 | 0 | 0 | [5 empty] | 0 | [7 empty] | 0 |  |  |  |  | #VALUE!
[42 empty] | 0 | 0 | 0 | 0 | [5 empty] | 0 | [7 empty] | 0 |  |  |  |  | #VALUE!
[42 empty] | 0 | 0 | 0 | 0 | [5 empty] | 0 | [7 empty] | 0 |  |  |  |  | #VALUE!
[42 empty] | 0 | 0 | 0 | 0 | [5 empty] | 0 | [7 empty] | 0 |  |  |  |  | #VALUE!
[42 empty] | 0 | 0 | 0 | 0 | [5 empty] | 0 | [7 empty] | 0 |  |  |  |  | #VALUE!
[42 empty] | 0 | 0 | 0 | 0 | [5 empty] | 0 | [7 empty] | 0 |  |  |  |  | #VALUE!
[42 empty] | 0 | 0 | 0 | 0 | [5 empty] | 0 | [7 empty] | 0 |  |  |  |  | #VALUE!
[42 empty] | 0 | 0 | 0 | 0 | [5 empty] | 0 | [7 empty] | 0 |  |  |  |  | #VALUE!
[42 empty] | 0 | 0 | 0 | 0 | [5 empty] | 0 | [7 empty] | 0 |  |  |  |  | #VALUE!
[42 empty] | 0 | 0 | 0 | 0 | [5 empty] | 0 | [7 empty] | 0 |  |  |  |  | #VALUE!
[42 empty] | 0 | 0 | 0 | 0 | [5 empty] | 0 | [7 empty] | 0 |  |  |  |  | #VALUE!
[42 empty] | 0 | 0 | 0 | 0 | [5 empty] | 0 | [7 empty] | 0 |  |  |  |  | #VALUE!
[42 empty] | 0 | 0 | 0 | 0 | [5 empty] | 0 | [7 empty] | 0 |  |  |  |  | #VALUE!
[42 empty] | 0 | 0 | 0 | 0 | [5 empty] | 0 | [7 empty] | 0 |  |  |  |  | #VALUE!
[42 empty] | 0 | 0 | 0 | 0 | [5 empty] | 0 | [7 empty] | 0 |  |  |  |  | #VALUE!
[42 empty] | 0 | 0 | 0 | 0 | [5 empty] | 0 | [7 empty] | 0 |  |  |  |  | #VALUE!
[42 empty] | 0 | 0 | 0 | 0 | [5 empty] | 0 | [7 empty] | 0 |  |  |  |  | #VALUE!
[42 empty] | 0 | 0 | 0 | 0 | [5 empty] | 0 | [7 empty] | 0 |  |  |  |  | #VALUE!
[42 empty] | 0 | 0 | 0 | 0 | [5 empty] | 0 | [7 empty] | 0 |  |  |  |  | #VALUE!
[42 empty] | 0 | 0 | 0 | 0 | [5 empty] | 0 | [7 empty] | 0 |  |  |  |  | #VALUE!
[42 empty] | 0 | 0 | 0 | 0 | [5 empty] | 0 | [7 empty] | 0 |  |  |  |  | #VALUE!
[42 empty] | 0 | 0 | 0 | 0 | [5 empty] | 0 | [7 empty] | 0 |  |  |  |  | #VALUE!
[42 empty] | 0 | 0 | 0 | 0 | [5 empty] | 0 | [7 empty] | 0 |  |  |  |  | #VALUE!
[42 empty] | 0 | 0 | 0 | 0 | [5 empty] | 0 | [7 empty] | 0 |  |  |  |  | #VALUE!
[42 empty] | 0 | 0 | 0 | 0 | [5 empty] | 0 | [7 empty] | 0 |  |  |  |  | #VALUE!
[42 empty] | 0 | 0 | 0 | 0 | [5 empty] | 0 | [7 empty] | 0 |  |  |  |  | #VALUE!
[42 empty] | 0 | 0 | 0 | 0 | [5 empty] | 0 | [7 empty] | 0 |  |  |  |  | #VALUE!
[42 empty] | 0 | 0 | 0 | 0 | [5 empty] | 0 | [7 empty] | 0 |  |  |  |  | #VALUE!
[42 empty] | 0 | 0 | 0 | 0 | [5 empty] | 0 | [7 empty] | 0 |  |  |  |  | #VALUE!
[42 empty] | 0 | 0 | 0 | 0 | [5 empty] | 0 | [7 empty] | 0 |  |  |  |  | #VALUE!
[42 empty] | 0 | 0 | 0 | 0 | [5 empty] | 0 | [7 empty] | 0 |  |  |  |  | #VALUE!
[42 empty] | 0 | 0 | 0 | 0 | [5 empty] | 0 | [7 empty] | 0 |  |  |  |  | #VALUE!
[42 empty] | 0 | 0 | 0 | 0 | [5 empty] | 0 | [7 empty] | 0 |  |  |  |  | #VALUE!
[42 empty] | 0 | 0 | 0 | 0 | [5 empty] | 0 | [7 empty] | 0 |  |  |  |  | #VALUE!
[42 empty] | 0 | 0 | 0 | 0 | [5 empty] | 0 | [7 empty] | 0 |  |  |  |  | #VALUE!
[42 empty] | 0 | 0 | 0 | 0 | [5 empty] | 0 | [7 empty] | 0 |  |  |  |  | #VALUE!
[42 empty] | 0 | 0 | 0 | 0 | [5 empty] | 0 | [7 empty] | 0 |  |  |  |  | #VALUE!
[42 empty] | 0 | 0 | 0 | 0 | [5 empty] | 0 | [7 empty] | 0 |  |  |  |  | #VALUE!
[42 empty] | 0 | 0 | 0 | 0 | [5 empty] | 0 | [7 empty] | 0 |  |  |  |  | #VALUE!
[42 empty] | 0 | 0 | 0 | 0 | [5 empty] | 0 | [7 empty] | 0 |  |  |  |  | #VALUE!
[42 empty] | 0 | 0 | 0 | 0 | [5 empty] | 0 | [7 empty] | 0 |  |  |  |  | #VALUE!
[42 empty] | 0 | 0 | 0 | 0 | [5 empty] | 0 | [7 empty] | 0 |  |  |  |  | #VALUE!
[42 empty] | 0 | 0 | 0 | 0 | [5 empty] | 0 | [7 empty] | 0 |  |  |  |  | #VALUE!
[42 empty] | 0 | 0 | 0 | 0 | [5 empty] | 0 | [7 empty] | 0 |  |  |  |  | #VALUE!
[42 empty] | 0 | 0 | 0 | 0 | [5 empty] | 0 | [7 empty] | 0 |  |  |  |  | #VALUE!
[42 empty] | 0 | 0 | 0 | 0 | [5 empty] | 0 | [7 empty] | 0 |  |  |  |  | #VALUE!
[42 empty] | 0 | 0 | 0 | 0 | [5 empty] | 0 | [7 empty] | 0 |  |  |  |  | #VALUE!
[42 empty] | 0 | 0 | 0 | 0 | [5 empty] | 0 | [7 empty] | 0 |  |  |  |  | #VALUE!
[42 empty] | 0 | 0 | 0 | 0 | [5 empty] | 0 | [7 empty] | 0 |  |  |  |  | #VALUE!
[42 empty] | 0 | 0 | 0 | 0 | [5 empty] | 0 | [7 empty] | 0 |  |  |  |  | #VALUE!
[42 empty] | 0 | 0 | 0 | 0 | [5 empty] | 0 | [7 empty] | 0 |  |  |  |  | #VALUE!
[42 empty] | 0 | 0 | 0 | 0 | [5 empty] | 0 | [7 empty] | 0 |  |  |  |  | #VALUE!
[42 empty] | 0 | 0 | 0 | 0 | [5 empty] | 0 | [7 empty] | 0 |  |  |  |  | #VALUE!
[42 empty] | 0 | 0 | 0 | 0 | [5 empty] | 0 | [7 empty] | 0 |  |  |  |  | #VALUE!
[42 empty] | 0 | 0 | 0 | 0 | [5 empty] | 0 | [7 empty] | 0 |  |  |  |  | #VALUE!
[42 empty] | 0 | 0 | 0 | 0 | [5 empty] | 0 | [7 empty] | 0 |  |  |  |  | #VALUE!
[42 empty] | 0 | 0 | 0 | 0 | [5 empty] | 0 | [7 empty] | 0 |  |  |  |  | #VALUE!
[42 empty] | 0 | 0 | 0 | 0 | [5 empty] | 0 | [7 empty] | 0 |  |  |  |  | #VALUE!
[42 empty] | 0 | 0 | 0 | 0 | [5 empty] | 0 | [7 empty] | 0 |  |  |  |  | #VALUE!
[42 empty] | 0 | 0 | 0 | 0 | [5 empty] | 0 | [7 empty] | 0 |  |  |  |  | #VALUE!
[42 empty] | 0 | 0 | 0 | 0 | [5 empty] | 0 | [7 empty] | 0 |  |  |  |  | #VALUE!
[42 empty] | 0 | 0 | 0 | 0 | [5 empty] | 0 | [7 empty] | 0 |  |  |  |  | #VALUE!
[42 empty] | 0 | 0 | 0 | 0 | [5 empty] | 0 | [7 empty] | 0 |  |  |  |  | #VALUE!
[42 empty] | 0 | 0 | 0 | 0 | [5 empty] | 0 | [7 empty] | 0 |  |  |  |  | #VALUE!
[42 empty] | 0 | 0 | 0 | 0 | [5 empty] | 0 | [7 empty] | 0 |  |  |  |  | #VALUE!
[42 empty] | 0 | 0 | 0 | 0 | [5 empty] | 0 | [7 empty] | 0 |  |  |  |  | #VALUE!
[42 empty] | 0 | 0 | 0 | 0 | [5 empty] | 0 | [7 empty] | 0 |  |  |  |  | #VALUE!
[42 empty] | 0 | 0 | 0 | 0 | [5 empty] | 0 | [7 empty] | 0 |  |  |  |  | #VALUE!
[42 empty] | 0 | 0 | 0 | 0 | [5 empty] | 0 | [7 empty] | 0 |  |  |  |  | #VALUE!
[42 empty] | 0 | 0 | 0 | 0 | [5 empty] | 0 | [7 empty] | 0 |  |  |  |  | #VALUE!
[42 empty] | 0 | 0 | 0 | 0 | [5 empty] | 0 | [7 empty] | 0 |  |  |  |  | #VALUE!
[42 empty] | 0 | 0 | 0 | 0 | [5 empty] | 0 | [7 empty] | 0 |  |  |  |  | #VALUE!
[42 empty] | 0 | 0 | 0 | 0 | [5 empty] | 0 | [7 empty] | 0 |  |  |  |  | #VALUE!
[42 empty] | 0 | 0 | 0 | 0 | [5 empty] | 0 | [7 empty] | 0 |  |  |  |  | #VALUE!
[42 empty] | 0 | 0 | 0 | 0 | [5 empty] | 0 | [7 empty] | 0 |  |  |  |  | #VALUE!
[42 empty] | 0 | 0 | 0 | 0 | [5 empty] | 0 | [7 empty] | 0 |  |  |  |  | #VALUE!
[42 empty] | 0 | 0 | 0 | 0 | [5 empty] | 0 | [7 empty] | 0 |  |  |  |  | #VALUE!
[42 empty] | 0 | 0 | 0 | 0 | [5 empty] | 0 | [7 empty] | 0 |  |  |  |  | #VALUE!
[42 empty] | 0 | 0 | 0 | 0 | [5 empty] | 0 | [7 empty] | 0 |  |  |  |  | #VALUE!
[42 empty] | 0 | 0 | 0 | 0 | [5 empty] | 0 | [7 empty] | 0 |  |  |  |  | #VALUE!
[42 empty] | 0 | 0 | 0 | 0 | [5 empty] | 0 | [7 empty] | 0 |  |  |  |  | #VALUE!
[42 empty] | 0 | 0 | 0 | 0 | [5 empty] | 0 | [7 empty] | 0 |  |  |  |  | #VALUE!
[42 empty] | 0 | 0 | 0 | 0 | [5 empty] | 0 | [7 empty] | 0 |  |  |  |  | #VALUE!
[42 empty] | 0 | 0 | 0 | 0 | [5 empty] | 0 | [7 empty] | 0 |  |  |  |  | #VALUE!
[42 empty] | 0 | 0 | 0 | 0 | [5 empty] | 0 | [7 empty] | 0 |  |  |  |  | #VALUE!
[42 empty] | 0 | 0 | 0 | 0 | [5 empty] | 0 | [7 empty] | 0 |  |  |  |  | #VALUE!
[42 empty] | 0 | 0 | 0 | 0 | [5 empty] | 0 | [7 empty] | 0 |  |  |  |  | #VALUE!
[42 empty] | 0 | 0 | 0 | 0 | [5 empty] | 0 | [7 empty] | 0 |  |  |  |  | #VALUE!
[42 empty] | 0 | 0 | 0 | 0 | [5 empty] | 0 | [7 empty] | 0 |  |  |  |  | #VALUE!
[42 empty] | 0 | 0 | 0 | 0 | [5 empty] | 0 | [7 empty] | 0 |  |  |  |  | #VALUE!
[42 empty] | 0 | 0 | 0 | 0 | [5 empty] | 0 | [7 empty] | 0 |  |  |  |  | #VALUE!
[42 empty] | 0 | 0 | 0 | 0 | [5 empty] | 0 | [7 empty] | 0 |  |  |  |  | #VALUE!
[42 empty] | 0 | 0 | 0 | 0 | [5 empty] | 0 | [7 empty] | 0 |  |  |  |  | #VALUE!
[42 empty] | 0 | 0 | 0 | 0 | [5 empty] | 0 | [7 empty] | 0 |  |  |  |  | #VALUE!
[42 empty] | 0 | 0 | 0 | 0 | [5 empty] | 0 | [7 empty] | 0 |  |  |  |  | #VALUE!
[42 empty] | 0 | 0 | 0 | 0 | [5 empty] | 0 | [7 empty] | 0 |  |  |  |  | #VALUE!
[42 empty] | 0 | 0 | 0 | 0 | [5 empty] | 0 | [7 empty] | 0 |  |  |  |  | #VALUE!
[42 empty] | 0 | 0 | 0 | 0 | [5 empty] | 0 | [7 empty] | 0 |  |  |  |  | #VALUE!
[42 empty] | 0 | 0 | 0 | 0 | [5 empty] | 0 | [7 empty] | 0 |  |  |  |  | #VALUE!
[42 empty] | 0 | 0 | 0 | 0 | [5 empty] | 0 | [7 empty] | 0 |  |  |  |  | #VALUE!
[42 empty] | 0 | 0 | 0 | 0 | [5 empty] | 0 | [7 empty] | 0 |  |  |  |  | #VALUE!
[42 empty] | 0 | 0 | 0 | 0 | [5 empty] | 0 | [7 empty] | 0 |  |  |  |  | #VALUE!
[42 empty] | 0 | 0 | 0 | 0 | [5 empty] | 0 | [7 empty] | 0 |  |  |  |  | #VALUE!
[42 empty] | 0 | 0 | 0 | 0 | [5 empty] | 0 | [7 empty] | 0 |  |  |  |  | #VALUE!
[42 empty] | 0 | 0 | 0 | 0 | [5 empty] | 0 | [7 empty] | 0 |  |  |  |  | #VALUE!
[42 empty] | 0 | 0 | 0 | 0 | [5 empty] | 0 | [7 empty] | 0 |  |  |  |  | #VALUE!
[42 empty] | 0 | 0 | 0 | 0 | [5 empty] | 0 | [7 empty] | 0 |  |  |  |  | #VALUE!
[42 empty] | 0 | 0 | 0 | 0 | [5 empty] | 0 | [7 empty] | 0 |  |  |  |  | #VALUE!
[42 empty] | 0 | 0 | 0 | 0 | [5 empty] | 0 | [7 empty] | 0 |  |  |  |  | #VALUE!
[42 empty] | 0 | 0 | 0 | 0 | [5 empty] | 0 | [7 empty] | 0 |  |  |  |  | #VALUE!
[42 empty] | 0 | 0 | 0 | 0 | [5 empty] | 0 | [7 empty] | 0 |  |  |  |  | #VALUE!
[42 empty] | 0 | 0 | 0 | 0 | [5 empty] | 0 | [7 empty] | 0 |  |  |  |  | #VALUE!
[42 empty] | 0 | 0 | 0 | 0 | [5 empty] | 0 | [7 empty] | 0 |  |  |  |  | #VALUE!
[42 empty] | 0 | 0 | 0 | 0 | [5 empty] | 0 | [7 empty] | 0 |  |  |  |  | #VALUE!
[42 empty] | 0 | 0 | 0 | 0 | [5 empty] | 0 | [7 empty] | 0 |  |  |  |  | #VALUE!
[42 empty] | 0 | 0 | 0 | 0 | [5 empty] | 0 | [7 empty] | 0 |  |  |  |  | #VALUE!
[42 empty] | 0 | 0 | 0 | 0 | [5 empty] | 0 | [7 empty] | 0 |  |  |  |  | #VALUE!
[42 empty] | 0 | 0 | 0 | 0 | [5 empty] | 0 | [7 empty] | 0 |  |  |  |  | #VALUE!
[42 empty] | 0 | 0 | 0 | 0 | [5 empty] | 0 | [7 empty] | 0 |  |  |  |  | #VALUE!
[42 empty] | 0 | 0 | 0 | 0 | [5 empty] | 0 | [7 empty] | 0 |  |  |  |  | #VALUE!
[42 empty] | 0 | 0 | 0 | 0 | [5 empty] | 0 | [7 empty] | 0 |  |  |  |  | #VALUE!
[42 empty] | 0 | 0 | 0 | 0 | [5 empty] | 0 | [7 empty] | 0 |  |  |  |  | #VALUE!
[42 empty] | 0 | 0 | 0 | 0 | [5 empty] | 0 | [7 empty] | 0 |  |  |  |  | #VALUE!
[42 empty] | 0 | 0 | 0 | 0 | [5 empty] | 0 | [7 empty] | 0 |  |  |  |  | #VALUE!
[42 empty] | 0 | 0 | 0 | 0 | [5 empty] | 0 | [7 empty] | 0 |  |  |  |  | #VALUE!
[42 empty] | 0 | 0 | 0 | 0 | [5 empty] | 0 | [7 empty] | 0 |  |  |  |  | #VALUE!
[42 empty] | 0 | 0 | 0 | 0 | [5 empty] | 0 | [7 empty] | 0 |  |  |  |  | #VALUE!
[42 empty] | 0 | 0 | 0 | 0 | [5 empty] | 0 | [7 empty] | 0 |  |  |  |  | #VALUE!
[42 empty] | 0 | 0 | 0 | 0 | [5 empty] | 0 | [7 empty] | 0 |  |  |  |  | #VALUE!
[42 empty] | 0 | 0 | 0 | 0 | [5 empty] | 0 | [7 empty] | 0 |  |  |  |  | #VALUE!
[42 empty] | 0 | 0 | 0 | 0 | [5 empty] | 0 | [7 empty] | 0 |  |  |  |  | #VALUE!
[42 empty] | 0 | 0 | 0 | 0 | [5 empty] | 0 | [7 empty] | 0 |  |  |  |  | #VALUE!
[42 empty] | 0 | 0 | 0 | 0 | [5 empty] | 0 | [7 empty] | 0 |  |  |  |  | #VALUE!
[42 empty] | 0 | 0 | 0 | 0 | [5 empty] | 0 | [7 empty] | 0 |  |  |  |  | #VALUE!
[42 empty] | 0 | 0 | 0 | 0 | [5 empty] | 0 | [7 empty] | 0 |  |  |  |  | #VALUE!
[42 empty] | 0 | 0 | 0 | 0 | [5 empty] | 0 | [7 empty] | 0 |  |  |  |  | #VALUE!
[42 empty] | 0 | 0 | 0 | 0 | [5 empty] | 0 | [7 empty] | 0 |  |  |  |  | #VALUE!
[42 empty] | 0 | 0 | 0 | 0 | [5 empty] | 0 | [7 empty] | 0 |  |  |  |  | #VALUE!
[42 empty] | 0 | 0 | 0 | 0 | [5 empty] | 0 | [7 empty] | 0 |  |  |  |  | #VALUE!
[42 empty] | 0 | 0 | 0 | 0 | [5 empty] | 0 | [7 empty] | 0 |  |  |  |  | #VALUE!
[42 empty] | 0 | 0 | 0 | 0 | [5 empty] | 0 | [7 empty] | 0 |  |  |  |  | #VALUE!
[42 empty] | 0 | 0 | 0 | 0 | [5 empty] | 0 | [7 empty] | 0 |  |  |  |  | #VALUE!
[42 empty] | 0 | 0 | 0 | 0 | [5 empty] | 0 | [7 empty] | 0 |  |  |  |  | #VALUE!
[42 empty] | 0 | 0 | 0 | 0 | [5 empty] | 0 | [7 empty] | 0 |  |  |  |  | #VALUE!
[42 empty] | 0 | 0 | 0 | 0 | [5 empty] | 0 | [7 empty] | 0 |  |  |  |  | #VALUE!
[42 empty] | 0 | 0 | 0 | 0 | [5 empty] | 0 | [7 empty] | 0 |  |  |  |  | #VALUE!
[42 empty] | 0 | 0 | 0 | 0 | [5 empty] | 0 | [7 empty] | 0 |  |  |  |  | #VALUE!
[42 empty] | 0 | 0 | 0 | 0 | [5 empty] | 0 | [7 empty] | 0 |  |  |  |  | #VALUE!
[42 empty] | 0 | 0 | 0 | 0 | [5 empty] | 0 | [7 empty] | 0 |  |  |  |  | #VALUE!
[42 empty] | 0 | 0 | 0 | 0 | [5 empty] | 0 | [7 empty] | 0 |  |  |  |  | #VALUE!
[42 empty] | 0 | 0 | 0 | 0 | [5 empty] | 0 | [7 empty] | 0 |  |  |  |  | #VALUE!
[42 empty] | 0 | 0 | 0 | 0 | [5 empty] | 0 | [7 empty] | 0 |  |  |  |  | #VALUE!
[42 empty] | 0 | 0 | 0 | 0 | [5 empty] | 0 | [7 empty] | 0 |  |  |  |  | #VALUE!
[42 empty] | 0 | 0 | 0 | 0 | [5 empty] | 0 | [7 empty] | 0 |  |  |  |  | #VALUE!
[42 empty] | 0 | 0 | 0 | 0 | [5 empty] | 0 | [7 empty] | 0 |  |  |  |  | #VALUE!
[42 empty] | 0 | 0 | 0 | 0 | [5 empty] | 0 | [7 empty] | 0 |  |  |  |  | #VALUE!
[42 empty] | 0 | 0 | 0 | 0 | [5 empty] | 0 | [7 empty] | 0 |  |  |  |  | #VALUE!
[42 empty] | 0 | 0 | 0 | 0 | [5 empty] | 0 | [7 empty] | 0 |  |  |  |  | #VALUE!
[42 empty] | 0 | 0 | 0 | 0 | [5 empty] | 0 | [7 empty] | 0 |  |  |  |  | #VALUE!
[42 empty] | 0 | 0 | 0 | 0 | [5 empty] | 0 | [7 empty] | 0 |  |  |  |  | #VALUE!
[42 empty] | 0 | 0 | 0 | 0 | [5 empty] | 0 | [7 empty] | 0 |  |  |  |  | #VALUE!
[42 empty] | 0 | 0 | 0 | 0 | [5 empty] | 0 | [7 empty] | 0 |  |  |  |  | #VALUE!
[42 empty] | 0 | 0 | 0 | 0 | [5 empty] | 0 | [7 empty] | 0 |  |  |  |  | #VALUE!
[42 empty] | 0 | 0 | 0 | 0 | [5 empty] | 0 | [7 empty] | 0 |  |  |  |  | #VALUE!
[42 empty] | 0 | 0 | 0 | 0 | [5 empty] | 0 | [7 empty] | 0 |  |  |  |  | #VALUE!
[42 empty] | 0 | 0 | 0 | 0 | [5 empty] | 0 | [7 empty] | 0 |  |  |  |  | #VALUE!
[42 empty] | 0 | 0 | 0 | 0 | [5 empty] | 0 | [7 empty] | 0 |  |  |  |  | #VALUE!
[42 empty] | 0 | 0 | 0 | 0 | [5 empty] | 0 | [7 empty] | 0 |  |  |  |  | #VALUE!
[42 empty] | 0 | 0 | 0 | 0 | [5 empty] | 0 | [7 empty] | 0 |  |  |  |  | #VALUE!
[42 empty] | 0 | 0 | 0 | 0 | [5 empty] | 0 | [7 empty] | 0 |  |  |  |  | #VALUE!
[42 empty] | 0 | 0 | 0 | 0 | [5 empty] | 0 | [7 empty] | 0 |  |  |  |  | #VALUE!
[42 empty] | 0 | 0 | 0 | 0 | [5 empty] | 0 | [7 empty] | 0 |  |  |  |  | #VALUE!
[42 empty] | 0 | 0 | 0 | 0 | [5 empty] | 0 | [7 empty] | 0 |  |  |  |  | #VALUE!
[42 empty] | 0 | 0 | 0 | 0 | [5 empty] | 0 | [7 empty] | 0 |  |  |  |  | #VALUE!
[42 empty] | 0 | 0 | 0 | 0 | [5 empty] | 0 | [7 empty] | 0 |  |  |  |  | #VALUE!
[42 empty] | 0 | 0 | 0 | 0 | [5 empty] | 0 | [7 empty] | 0 |  |  |  |  | #VALUE!
[42 empty] | 0 | 0 | 0 | 0 | [5 empty] | 0 | [7 empty] | 0 |  |  |  |  | #VALUE!
[42 empty] | 0 | 0 | 0 | 0 | [5 empty] | 0 | [7 empty] | 0 |  |  |  |  | #VALUE!
[42 empty] | 0 | 0 | 0 | 0 | [5 empty] | 0 | [7 empty] | 0 |  |  |  |  | #VALUE!
[42 empty] | 0 | 0 | 0 | 0 | [5 empty] | 0 | [7 empty] | 0 |  |  |  |  | #VALUE!
[42 empty] | 0 | 0 | 0 | 0 | [5 empty] | 0 | [7 empty] | 0 |  |  |  |  | #VALUE!
[42 empty] | 0 | 0 | 0 | 0 | [5 empty] | 0 | [7 empty] | 0 |  |  |  |  | #VALUE!
[42 empty] | 0 | 0 | 0 | 0 | [5 empty] | 0 | [7 empty] | 0 |  |  |  |  | #VALUE!
[42 empty] | 0 | 0 | 0 | 0 | [5 empty] | 0 | [7 empty] | 0 |  |  |  |  | #VALUE!
[42 empty] | 0 | 0 | 0 | 0 | [5 empty] | 0 | [7 empty] | 0 |  |  |  |  | #VALUE!
[42 empty] | 0 | 0 | 0 | 0 | [5 empty] | 0 | [7 empty] | 0 |  |  |  |  | #VALUE!
[42 empty] | 0 | 0 | 0 | 0 | [5 empty] | 0 | [7 empty] | 0 |  |  |  |  | #VALUE!
[42 empty] | 0 | 0 | 0 | 0 | [5 empty] | 0 | [7 empty] | 0 |  |  |  |  | #VALUE!
[42 empty] | 0 | 0 | 0 | 0 | [5 empty] | 0 | [7 empty] | 0 |  |  |  |  | #VALUE!
[42 empty] | 0 | 0 | 0 | 0 | [5 empty] | 0 | [7 empty] | 0 |  |  |  |  | #VALUE!
[42 empty] | 0 | 0 | 0 | 0 | [5 empty] | 0 | [7 empty] | 0 |  |  |  |  | #VALUE!
[42 empty] | 0 | 0 | 0 | 0 | [5 empty] | 0 | [7 empty] | 0 |  |  |  |  | #VALUE!
[42 empty] | 0 | 0 | 0 | 0 | [5 empty] | 0 | [7 empty] | 0 |  |  |  |  | #VALUE!
[42 empty] | 0 | 0 | 0 | 0 | [5 empty] | 0 | [7 empty] | 0 |  |  |  |  | #VALUE!
[42 empty] | 0 | 0 | 0 | 0 | [5 empty] | 0 | [7 empty] | 0 |  |  |  |  | #VALUE!
[42 empty] | 0 | 0 | 0 | 0 | [5 empty] | 0 | [7 empty] | 0 |  |  |  |  | #VALUE!
[42 empty] | 0 | 0 | 0 | 0 | [5 empty] | 0 | [7 empty] | 0 |  |  |  |  | #VALUE!
[42 empty] | 0 | 0 | 0 | 0 | [5 empty] | 0 | [7 empty] | 0 |  |  |  |  | #VALUE!
[42 empty] | 0 | 0 | 0 | 0 | [5 empty] | 0 | [7 empty] | 0 |  |  |  |  | #VALUE!
[42 empty] | 0 | 0 | 0 | 0 | [5 empty] | 0 | [7 empty] | 0 |  |  |  |  | #VALUE!
[42 empty] | 0 | 0 | 0 | 0 | [5 empty] | 0 | [7 empty] | 0 |  |  |  |  | #VALUE!
[42 empty] | 0 | 0 | 0 | 0 | [5 empty] | 0 | [7 empty] | 0 |  |  |  |  | #VALUE!
[42 empty] | 0 | 0 | 0 | 0 | [5 empty] | 0 | [7 empty] | 0 |  |  |  |  | #VALUE!
[42 empty] | 0 | 0 | 0 | 0 | [5 empty] | 0 | [7 empty] | 0 |  |  |  |  | #VALUE!
[42 empty] | 0 | 0 | 0 | 0 | [5 empty] | 0 | [7 empty] | 0 |  |  |  |  | #VALUE!
[42 empty] | 0 | 0 | 0 | 0 | [5 empty] | 0 | [7 empty] | 0 |  |  |  |  | #VALUE!
[42 empty] | 0 | 0 | 0 | 0 | [5 empty] | 0 | [7 empty] | 0 |  |  |  |  | #VALUE!
[42 empty] | 0 | 0 | 0 | 0 | [5 empty] | 0 | [7 empty] | 0 |  |  |  |  | #VALUE!
[42 empty] | 0 | 0 | 0 | 0 | [5 empty] | 0 | [7 empty] | 0 |  |  |  |  | #VALUE!
[42 empty] | 0 | 0 | 0 | 0 | [5 empty] | 0 | [7 empty] | 0 |  |  |  |  | #VALUE!
[42 empty] | 0 | 0 | 0 | 0 | [5 empty] | 0 | [7 empty] | 0 |  |  |  |  | #VALUE!
[42 empty] | 0 | 0 | 0 | 0 | [5 empty] | 0 | [7 empty] | 0 |  |  |  |  | #VALUE!
[42 empty] | 0 | 0 | 0 | 0 | [5 empty] | 0 | [7 empty] | 0 |  |  |  |  | #VALUE!
[42 empty] | 0 | 0 | 0 | 0 | [5 empty] | 0 | [7 empty] | 0 |  |  |  |  | #VALUE!
[42 empty] | 0 | 0 | 0 | 0 | [5 empty] | 0 | [7 empty] | 0 |  |  |  |  | #VALUE!
[42 empty] | 0 | 0 | 0 | 0 | [5 empty] | 0 | [7 empty] | 0 |  |  |  |  | #VALUE!
[42 empty] | 0 | 0 | 0 | 0 | [5 empty] | 0 | [7 empty] | 0 |  |  |  |  | #VALUE!
[42 empty] | 0 | 0 | 0 | 0 | [5 empty] | 0 | [7 empty] | 0 |  |  |  |  | #VALUE!
[42 empty] | 0 | 0 | 0 | 0 | [5 empty] | 0 | [7 empty] | 0 |  |  |  |  | #VALUE!
[42 empty] | 0 | 0 | 0 | 0 | [5 empty] | 0 | [7 empty] | 0 |  |  |  |  | #VALUE!
[42 empty] | 0 | 0 | 0 | 0 | [5 empty] | 0 | [7 empty] | 0 |  |  |  |  | #VALUE!
[42 empty] | 0 | 0 | 0 | 0 | [5 empty] | 0 | [7 empty] | 0 |  |  |  |  | #VALUE!
[42 empty] | 0 | 0 | 0 | 0 | [5 empty] | 0 | [7 empty] | 0 |  |  |  |  | #VALUE!
[42 empty] | 0 | 0 | 0 | 0 | [5 empty] | 0 | [7 empty] | 0 |  |  |  |  | #VALUE!
[42 empty] | 0 | 0 | 0 | 0 | [5 empty] | 0 | [7 empty] | 0 |  |  |  |  | #VALUE!
[42 empty] | 0 | 0 | 0 | 0 | [5 empty] | 0 | [7 empty] | 0 |  |  |  |  | #VALUE!
[42 empty] | 0 | 0 | 0 | 0 | [5 empty] | 0 | [7 empty] | 0 |  |  |  |  | #VALUE!
[42 empty] | 0 | 0 | 0 | 0 | [5 empty] | 0 | [7 empty] | 0 |  |  |  |  | #VALUE!
[42 empty] | 0 | 0 | 0 | 0 | [5 empty] | 0 | [7 empty] | 0 |  |  |  |  | #VALUE!
[42 empty] | 0 | 0 | 0 | 0 | [5 empty] | 0 | [7 empty] | 0 |  |  |  |  | #VALUE!
[42 empty] | 0 | 0 | 0 | 0 | [5 empty] | 0 | [7 empty] | 0 |  |  |  |  | #VALUE!
[42 empty] | 0 | 0 | 0 | 0 | [5 empty] | 0 | [7 empty] | 0 |  |  |  |  | #VALUE!
[42 empty] | 0 | 0 | 0 | 0 | [5 empty] | 0 | [7 empty] | 0 |  |  |  |  | #VALUE!
[42 empty] | 0 | 0 | 0 | 0 | [5 empty] | 0 | [7 empty] | 0 |  |  |  |  | #VALUE!
[42 empty] | 0 | 0 | 0 | 0 | [5 empty] | 0 | [7 empty] | 0 |  |  |  |  | #VALUE!
[42 empty] | 0 | 0 | 0 | 0 | [5 empty] | 0 | [7 empty] | 0 |  |  |  |  | #VALUE!
[42 empty] | 0 | 0 | 0 | 0 | [5 empty] | 0 | [7 empty] | 0 |  |  |  |  | #VALUE!
[42 empty] | 0 | 0 | 0 | 0 | [5 empty] | 0 | [7 empty] | 0 |  |  |  |  | #VALUE!
[42 empty] | 0 | 0 | 0 | 0 | [5 empty] | 0 | [7 empty] | 0 |  |  |  |  | #VALUE!
[42 empty] | 0 | 0 | 0 | 0 | [5 empty] | 0 | [7 empty] | 0 |  |  |  |  | #VALUE!
[42 empty] | 0 | 0 | 0 | 0 | [5 empty] | 0 | [7 empty] | 0 |  |  |  |  | #VALUE!
[42 empty] | 0 | 0 | 0 | 0 | [5 empty] | 0 | [7 empty] | 0 |  |  |  |  | #VALUE!
[42 empty] | 0 | 0 | 0 | 0 | [5 empty] | 0 | [7 empty] | 0 |  |  |  |  | #VALUE!
[42 empty] | 0 | 0 | 0 | 0 | [5 empty] | 0 | [7 empty] | 0 |  |  |  |  | #VALUE!
[42 empty] | 0 | 0 | 0 | 0 | [5 empty] | 0 | [7 empty] | 0 |  |  |  |  | #VALUE!
[42 empty] | 0 | 0 | 0 | 0 | [5 empty] | 0 | [7 empty] | 0 |  |  |  |  | #VALUE!
[42 empty] | 0 | 0 | 0 | 0 | [5 empty] | 0 | [7 empty] | 0 |  |  |  |  | #VALUE!
[42 empty] | 0 | 0 | 0 | 0 | [5 empty] | 0 | [7 empty] | 0 |  |  |  |  | #VALUE!
[42 empty] | 0 | 0 | 0 | 0 | [5 empty] | 0 | [7 empty] | 0 |  |  |  |  | #VALUE!
[42 empty] | 0 | 0 | 0 | 0 | [5 empty] | 0 | [7 empty] | 0 |  |  |  |  | #VALUE!
[42 empty] | 0 | 0 | 0 | 0 | [5 empty] | 0 | [7 empty] | 0 |  |  |  |  | #VALUE!
[42 empty] | 0 | 0 | 0 | 0 | [5 empty] | 0 | [7 empty] | 0 |  |  |  |  | #VALUE!
[42 empty] | 0 | 0 | 0 | 0 | [5 empty] | 0 | [7 empty] | 0 |  |  |  |  | #VALUE!
[42 empty] | 0 | 0 | 0 | 0 | [5 empty] | 0 | [7 empty] | 0 |  |  |  |  | #VALUE!
[42 empty] | 0 | 0 | 0 | 0 | [5 empty] | 0 | [7 empty] | 0 |  |  |  |  | #VALUE!
[42 empty] | 0 | 0 | 0 | 0 | [5 empty] | 0 | [7 empty] | 0 |  |  |  |  | #VALUE!
[42 empty] | 0 | 0 | 0 | 0 | [5 empty] | 0 | [7 empty] | 0 |  |  |  |  | #VALUE!
[42 empty] | 0 | 0 | 0 | 0 | [5 empty] | 0 | [7 empty] | 0 |  |  |  |  | #VALUE!
[42 empty] | 0 | 0 | 0 | 0 | [5 empty] | 0 | [7 empty] | 0 |  |  |  |  | #VALUE!
[42 empty] | 0 | 0 | 0 | 0 | [5 empty] | 0 | [7 empty] | 0 |  |  |  |  | #VALUE!
[42 empty] | 0 | 0 | 0 | 0 | [5 empty] | 0 | [7 empty] | 0 |  |  |  |  | #VALUE!
[42 empty] | 0 | 0 | 0 | 0 | [5 empty] | 0 | [7 empty] | 0 |  |  |  |  | #VALUE!
[42 empty] | 0 | 0 | 0 | 0 | [5 empty] | 0 | [7 empty] | 0 |  |  |  |  | #VALUE!
[42 empty] | 0 | 0 | 0 | 0 | [5 empty] | 0 | [7 empty] | 0 |  |  |  |  | #VALUE!
[42 empty] | 0 | 0 | 0 | 0 | [5 empty] | 0 | [7 empty] | 0 |  |  |  |  | #VALUE!
[42 empty] | 0 | 0 | 0 | 0 | [5 empty] | 0 | [7 empty] | 0 |  |  |  |  | #VALUE!
[42 empty] | 0 | 0 | 0 | 0 | [5 empty] | 0 | [7 empty] | 0 |  |  |  |  | #VALUE!
[42 empty] | 0 | 0 | 0 | 0 | [5 empty] | 0 | [7 empty] | 0 |  |  |  |  | #VALUE!
[42 empty] | 0 | 0 | 0 | 0 | [5 empty] | 0 | [7 empty] | 0 |  |  |  |  | #VALUE!
[42 empty] | 0 | 0 | 0 | 0 | [5 empty] | 0 | [7 empty] | 0 |  |  |  |  | #VALUE!
[42 empty] | 0 | 0 | 0 | 0 | [5 empty] | 0 | [7 empty] | 0 |  |  |  |  | #VALUE!
[42 empty] | 0 | 0 | 0 | 0 | [5 empty] | 0 | [7 empty] | 0 |  |  |  |  | #VALUE!
[42 empty] | 0 | 0 | 0 | 0 | [5 empty] | 0 | [7 empty] | 0 |  |  |  |  | #VALUE!
[42 empty] | 0 | 0 | 0 | 0 | [5 empty] | 0 | [7 empty] | 0 |  |  |  |  | #VALUE!
[42 empty] | 0 | 0 | 0 | 0 | [5 empty] | 0 | [7 empty] | 0 |  |  |  |  | #VALUE!
[42 empty] | 0 | 0 | 0 | 0 | [5 empty] | 0 | [7 empty] | 0 |  |  |  |  | #VALUE!
[42 empty] | 0 | 0 | 0 | 0 | [5 empty] | 0 | [7 empty] | 0 |  |  |  |  | #VALUE!
[42 empty] | 0 | 0 | 0 | 0 | [5 empty] | 0 | [7 empty] | 0 |  |  |  |  | #VALUE!
[42 empty] | 0 | 0 | 0 | 0 | [5 empty] | 0 | [7 empty] | 0 |  |  |  |  | #VALUE!
[42 empty] | 0 | 0 | 0 | 0 | [5 empty] | 0 | [7 empty] | 0 |  |  |  |  | #VALUE!
[42 empty] | 0 | 0 | 0 | 0 | [5 empty] | 0 | [7 empty] | 0 |  |  |  |  | #VALUE!
[42 empty] | 0 | 0 | 0 | 0 | [5 empty] | 0 | [7 empty] | 0 |  |  |  |  | #VALUE!
[42 empty] | 0 | 0 | 0 | 0 | [5 empty] | 0 | [7 empty] | 0 |  |  |  |  | #VALUE!
[42 empty] | 0 | 0 | 0 | 0 | [5 empty] | 0 | [7 empty] | 0 |  |  |  |  | #VALUE!
[42 empty] | 0 | 0 | 0 | 0 | [5 empty] | 0 | [7 empty] | 0 |  |  |  |  | #VALUE!
[42 empty] | 0 | 0 | 0 | 0 | [5 empty] | 0 | [7 empty] | 0 |  |  |  |  | #VALUE!
[42 empty] | 0 | 0 | 0 | 0 | [5 empty] | 0 | [7 empty] | 0 |  |  |  |  | #VALUE!
[42 empty] | 0 | 0 | 0 | 0 | [5 empty] | 0 | [7 empty] | 0 |  |  |  |  | #VALUE!
[42 empty] | 0 | 0 | 0 | 0 | [5 empty] | 0 | [7 empty] | 0 |  |  |  |  | #VALUE!
[42 empty] | 0 | 0 | 0 | 0 | [5 empty] | 0 | [7 empty] | 0 |  |  |  |  | #VALUE!
[42 empty] | 0 | 0 | 0 | 0 | [5 empty] | 0 | [7 empty] | 0 |  |  |  |  | #VALUE!
[42 empty] | 0 | 0 | 0 | 0 | [5 empty] | 0 | [7 empty] | 0 |  |  |  |  | #VALUE!
[42 empty] | 0 | 0 | 0 | 0 | [5 empty] | 0 | [7 empty] | 0 |  |  |  |  | #VALUE!
[42 empty] | 0 | 0 | 0 | 0 | [5 empty] | 0 | [7 empty] | 0 |  |  |  |  | #VALUE!
[42 empty] | 0 | 0 | 0 | 0 | [5 empty] | 0 | [7 empty] | 0 |  |  |  |  | #VALUE!
[42 empty] | 0 | 0 | 0 | 0 | [5 empty] | 0 | [7 empty] | 0 |  |  |  |  | #VALUE!
[42 empty] | 0 | 0 | 0 | 0 | [5 empty] | 0 | [7 empty] | 0 |  |  |  |  | #VALUE!
[42 empty] | 0 | 0 | 0 | 0 | [5 empty] | 0 | [7 empty] | 0 |  |  |  |  | #VALUE!
[42 empty] | 0 | 0 | 0 | 0 | [5 empty] | 0 | [7 empty] | 0 |  |  |  |  | #VALUE!
[42 empty] | 0 | 0 | 0 | 0 | [5 empty] | 0 | [7 empty] | 0 |  |  |  |  | #VALUE!
[42 empty] | 0 | 0 | 0 | 0 | [5 empty] | 0 | [7 empty] | 0 |  |  |  |  | #VALUE!
[42 empty] | 0 | 0 | 0 | 0 | [5 empty] | 0 | [7 empty] | 0 |  |  |  |  | #VALUE!
[42 empty] | 0 | 0 | 0 | 0 | [5 empty] | 0 | [7 empty] | 0 |  |  |  |  | #VALUE!
[42 empty] | 0 | 0 | 0 | 0 | [5 empty] | 0 | [7 empty] | 0 |  |  |  |  | #VALUE!
[42 empty] | 0 | 0 | 0 | 0 | [5 empty] | 0 | [7 empty] | 0 |  |  |  |  | #VALUE!
[42 empty] | 0 | 0 | 0 | 0 | [5 empty] | 0 | [7 empty] | 0 |  |  |  |  | #VALUE!
[42 empty] | 0 | 0 | 0 | 0 | [5 empty] | 0 | [7 empty] | 0 |  |  |  |  | #VALUE!
[42 empty] | 0 | 0 | 0 | 0 | [5 empty] | 0 | [7 empty] | 0 |  |  |  |  | #VALUE!
[42 empty] | 0 | 0 | 0 | 0 | [5 empty] | 0 | [7 empty] | 0 |  |  |  |  | #VALUE!
[42 empty] | 0 | 0 | 0 | 0 | [5 empty] | 0 | [7 empty] | 0 |  |  |  |  | #VALUE!
[42 empty] | 0 | 0 | 0 | 0 | [5 empty] | 0 | [7 empty] | 0 |  |  |  |  | #VALUE!
[42 empty] | 0 | 0 | 0 | 0 | [5 empty] | 0 | [7 empty] | 0 |  |  |  |  | #VALUE!
[42 empty] | 0 | 0 | 0 | 0 | [5 empty] | 0 | [7 empty] | 0 |  |  |  |  | #VALUE!
[42 empty] | 0 | 0 | 0 | 0 | [5 empty] | 0 | [7 empty] | 0 |  |  |  |  | #VALUE!
[42 empty] | 0 | 0 | 0 | 0 | [5 empty] | 0 | [7 empty] | 0 |  |  |  |  | #VALUE!
[42 empty] | 0 | 0 | 0 | 0 | [5 empty] | 0 | [7 empty] | 0 |  |  |  |  | #VALUE!
[42 empty] | 0 | 0 | 0 | 0 | [5 empty] | 0 | [7 empty] | 0 |  |  |  |  | #VALUE!
[42 empty] | 0 | 0 | 0 | 0 | [5 empty] | 0 | [7 empty] | 0 |  |  |  |  | #VALUE!
[42 empty] | 0 | 0 | 0 | 0 | [5 empty] | 0 | [7 empty] | 0 |  |  |  |  | #VALUE!
[42 empty] | 0 | 0 | 0 | 0 | [5 empty] | 0 | [7 empty] | 0 |  |  |  |  | #VALUE!
[42 empty] | 0 | 0 | 0 | 0 | [5 empty] | 0 | [7 empty] | 0 |  |  |  |  | #VALUE!
[42 empty] | 0 | 0 | 0 | 0 | [5 empty] | 0 | [7 empty] | 0 |  |  |  |  | #VALUE!
[42 empty] | 0 | 0 | 0 | 0 | [5 empty] | 0 | [7 empty] | 0 |  |  |  |  | #VALUE!
[42 empty] | 0 | 0 | 0 | 0 | [5 empty] | 0 | [7 empty] | 0 |  |  |  |  | #VALUE!
[42 empty] | 0 | 0 | 0 | 0 | [5 empty] | 0 | [7 empty] | 0 |  |  |  |  | #VALUE!
[42 empty] | 0 | 0 | 0 | 0 | [5 empty] | 0 | [7 empty] | 0 |  |  |  |  | #VALUE!
[42 empty] | 0 | 0 | 0 | 0 | [5 empty] | 0 | [7 empty] | 0 |  |  |  |  | #VALUE!
[42 empty] | 0 | 0 | 0 | 0 | [5 empty] | 0 | [7 empty] | 0 |  |  |  |  | #VALUE!
[42 empty] | 0 | 0 | 0 | 0 | [5 empty] | 0 | [7 empty] | 0 |  |  |  |  | #VALUE!
[42 empty] | 0 | 0 | 0 | 0 | [5 empty] | 0 | [7 empty] | 0 |  |  |  |  | #VALUE!
[42 empty] | 0 | 0 | 0 | 0 | [5 empty] | 0 | [7 empty] | 0 |  |  |  |  | #VALUE!
[42 empty] | 0 | 0 | 0 | 0 | [5 empty] | 0 | [7 empty] | 0 |  |  |  |  | #VALUE!
[42 empty] | 0 | 0 | 0 | 0 | [5 empty] | 0 | [7 empty] | 0 |  |  |  |  | #VALUE!
[42 empty] | 0 | 0 | 0 | 0 | [5 empty] | 0 | [7 empty] | 0 |  |  |  |  | #VALUE!
[42 empty] | 0 | 0 | 0 | 0 | [5 empty] | 0 | [7 empty] | 0 |  |  |  |  | #VALUE!
[42 empty] | 0 | 0 | 0 | 0 | [5 empty] | 0 | [7 empty] | 0 |  |  |  |  | #VALUE!
[42 empty] | 0 | 0 | 0 | 0 | [5 empty] | 0 | [7 empty] | 0 |  |  |  |  | #VALUE!
[42 empty] | 0 | 0 | 0 | 0 | [5 empty] | 0 | [7 empty] | 0 |  |  |  |  | #VALUE!
[42 empty] | 0 | 0 | 0 | 0 | [5 empty] | 0 | [7 empty] | 0 |  |  |  |  | #VALUE!
[42 empty] | 0 | 0 | 0 | 0 | [5 empty] | 0 | [7 empty] | 0 |  |  |  |  | #VALUE!
[42 empty] | 0 | 0 | 0 | 0 | [5 empty] | 0 | [7 empty] | 0 |  |  |  |  | #VALUE!
[42 empty] | 0 | 0 | 0 | 0 | [5 empty] | 0 | [7 empty] | 0 |  |  |  |  | #VALUE!
[42 empty] | 0 | 0 | 0 | 0 | [5 empty] | 0 | [7 empty] | 0 |  |  |  |  | #VALUE!
[42 empty] | 0 | 0 | 0 | 0 | [5 empty] | 0 | [7 empty] | 0 |  |  |  |  | #VALUE!
[42 empty] | 0 | 0 | 0 | 0 | [5 empty] | 0 | [7 empty] | 0 |  |  |  |  | #VALUE!
[42 empty] | 0 | 0 | 0 | 0 | [5 empty] | 0 | [7 empty] | 0 |  |  |  |  | #VALUE!
[42 empty] | 0 | 0 | 0 | 0 | [5 empty] | 0 | [7 empty] | 0 |  |  |  |  | #VALUE!
[42 empty] | 0 | 0 | 0 | 0 | [5 empty] | 0 | [7 empty] | 0 |  |  |  |  | #VALUE!
[42 empty] | 0 | 0 | 0 | 0 | [5 empty] | 0 | [7 empty] | 0 |  |  |  |  | #VALUE!
[42 empty] | 0 | 0 | 0 | 0 | [5 empty] | 0 | [7 empty] | 0 |  |  |  |  | #VALUE!
[42 empty] | 0 | 0 | 0 | 0 | [5 empty] | 0 | [7 empty] | 0 |  |  |  |  | #VALUE!
[42 empty] | 0 | 0 | 0 | 0 | [5 empty] | 0 | [7 empty] | 0 |  |  |  |  | #VALUE!
[42 empty] | 0 | 0 | 0 | 0 | [5 empty] | 0 | [7 empty] | 0 |  |  |  |  | #VALUE!
[42 empty] | 0 | 0 | 0 | 0 | [5 empty] | 0 | [7 empty] | 0 |  |  |  |  | #VALUE!
[42 empty] | 0 | 0 | 0 | 0 | [5 empty] | 0 | [7 empty] | 0 |  |  |  |  | #VALUE!
[42 empty] | 0 | 0 | 0 | 0 | [5 empty] | 0 | [7 empty] | 0 |  |  |  |  | #VALUE!
[42 empty] | 0 | 0 | 0 | 0 | [5 empty] | 0 | [7 empty] | 0 |  |  |  |  | #VALUE!
[42 empty] | 0 | 0 | 0 | 0 | [5 empty] | 0 | [7 empty] | 0 |  |  |  |  | #VALUE!
[42 empty] | 0 | 0 | 0 | 0 | [5 empty] | 0 | [7 empty] | 0 |  |  |  |  | #VALUE!
[42 empty] | 0 | 0 | 0 | 0 | [5 empty] | 0 | [7 empty] | 0 |  |  |  |  | #VALUE!
[42 empty] | 0 | 0 | 0 | 0 | [5 empty] | 0 | [7 empty] | 0 |  |  |  |  | #VALUE!
[42 empty] | 0 | 0 | 0 | 0 | [5 empty] | 0 | [7 empty] | 0 |  |  |  |  | #VALUE!
[42 empty] | 0 | 0 | 0 | 0 | [5 empty] | 0 | [7 empty] | 0 |  |  |  |  | #VALUE!
[42 empty] | 0 | 0 | 0 | 0 | [5 empty] | 0 | [7 empty] | 0 |  |  |  |  | #VALUE!
[42 empty] | 0 | 0 | 0 | 0 | [5 empty] | 0 | [7 empty] | 0 |  |  |  |  | #VALUE!
[42 empty] | 0 | 0 | 0 | 0 | [5 empty] | 0 | [7 empty] | 0 |  |  |  |  | #VALUE!
[42 empty] | 0 | 0 | 0 | 0 | [5 empty] | 0 | [7 empty] | 0 |  |  |  |  | #VALUE!
[42 empty] | 0 | 0 | 0 | 0 | [5 empty] | 0 | [7 empty] | 0 |  |  |  |  | #VALUE!
[42 empty] | 0 | 0 | 0 | 0 | [5 empty] | 0 | [7 empty] | 0 |  |  |  |  | #VALUE!
[42 empty] | 0 | 0 | 0 | 0 | [5 empty] | 0 | [7 empty] | 0 |  |  |  |  | #VALUE!
[42 empty] | 0 | 0 | 0 | 0 | [5 empty] | 0 | [7 empty] | 0 |  |  |  |  | #VALUE!
[42 empty] | 0 | 0 | 0 | 0 | [5 empty] | 0 | [7 empty] | 0 |  |  |  |  | #VALUE!
[42 empty] | 0 | 0 | 0 | 0 | [5 empty] | 0 | [7 empty] | 0 |  |  |  |  | #VALUE!
[42 empty] | 0 | 0 | 0 | 0 | [5 empty] | 0 | [7 empty] | 0 |  |  |  |  | #VALUE!
[42 empty] | 0 | 0 | 0 | 0 | [5 empty] | 0 | [7 empty] | 0 |  |  |  |  | #VALUE!
[42 empty] | 0 | 0 | 0 | 0 | [5 empty] | 0 | [7 empty] | 0 |  |  |  |  | #VALUE!
[42 empty] | 0 | 0 | 0 | 0 | [5 empty] | 0 | [7 empty] | 0 |  |  |  |  | #VALUE!
[42 empty] | 0 | 0 | 0 | 0 | [5 empty] | 0 | [7 empty] | 0 |  |  |  |  | #VALUE!
[42 empty] | 0 | 0 | 0 | 0 | [5 empty] | 0 | [7 empty] | 0 |  |  |  |  | #VALUE!
[42 empty] | 0 | 0 | 0 | 0 | [5 empty] | 0 | [7 empty] | 0 |  |  |  |  | #VALUE!
[42 empty] | 0 | 0 | 0 | 0 | [5 empty] | 0 | [7 empty] | 0 |  |  |  |  | #VALUE!
[42 empty] | 0 | 0 | 0 | 0 | [5 empty] | 0 | [7 empty] | 0 |  |  |  |  | #VALUE!
[42 empty] | 0 | 0 | 0 | 0 | [5 empty] | 0 | [7 empty] | 0 |  |  |  |  | #VALUE!
[42 empty] | 0 | 0 | 0 | 0 | [5 empty] | 0 | [7 empty] | 0 |  |  |  |  | #VALUE!
[42 empty] | 0 | 0 | 0 | 0 | [5 empty] | 0 | [7 empty] | 0 |  |  |  |  | #VALUE!
[42 empty] | 0 | 0 | 0 | 0 | [5 empty] | 0 | [7 empty] | 0 |  |  |  |  | #VALUE!
[42 empty] | 0 | 0 | 0 | 0 | [5 empty] | 0 | [7 empty] | 0 |  |  |  |  | #VALUE!
[42 empty] | 0 | 0 | 0 | 0 | [5 empty] | 0 | [7 empty] | 0 |  |  |  |  | #VALUE!
[42 empty] | 0 | 0 | 0 | 0 | [5 empty] | 0 | [7 empty] | 0 |  |  |  |  | #VALUE!
[42 empty] | 0 | 0 | 0 | 0 | [5 empty] | 0 | [7 empty] | 0 |  |  |  |  | #VALUE!
[42 empty] | 0 | 0 | 0 | 0 | [5 empty] | 0 | [7 empty] | 0 |  |  |  |  | #VALUE!
[42 empty] | 0 | 0 | 0 | 0 | [5 empty] | 0 | [7 empty] | 0 |  |  |  |  | #VALUE!
[42 empty] | 0 | 0 | 0 | 0 | [5 empty] | 0 | [7 empty] | 0 |  |  |  |  | #VALUE!
[42 empty] | 0 | 0 | 0 | 0 | [5 empty] | 0 | [7 empty] | 0 |  |  |  |  | #VALUE!
[42 empty] | 0 | 0 | 0 | 0 | [5 empty] | 0 | [7 empty] | 0 |  |  |  |  | #VALUE!
[42 empty] | 0 | 0 | 0 | 0 | [5 empty] | 0 | [7 empty] | 0 |  |  |  |  | #VALUE!
[42 empty] | 0 | 0 | 0 | 0 | [5 empty] | 0 | [7 empty] | 0 |  |  |  |  | #VALUE!
[42 empty] | 0 | 0 | 0 | 0 | [5 empty] | 0 | [7 empty] | 0 |  |  |  |  | #VALUE!
[42 empty] | 0 | 0 | 0 | 0 | [5 empty] | 0 | [7 empty] | 0 |  |  |  |  | #VALUE!
[42 empty] | 0 | 0 | 0 | 0 | [5 empty] | 0 | [7 empty] | 0 |  |  |  |  | #VALUE!
[42 empty] | 0 | 0 | 0 | 0 | [5 empty] | 0 | [7 empty] | 0 |  |  |  |  | #VALUE!
[42 empty] | 0 | 0 | 0 | 0 | [5 empty] | 0 | [7 empty] | 0 |  |  |  |  | #VALUE!
[42 empty] | 0 | 0 | 0 | 0 | [5 empty] | 0 | [7 empty] | 0 |  |  |  |  | #VALUE!
[42 empty] | 0 | 0 | 0 | 0 | [5 empty] | 0 | [7 empty] | 0 |  |  |  |  | #VALUE!
[42 empty] | 0 | 0 | 0 | 0 | [5 empty] | 0 | [7 empty] | 0 |  |  |  |  | #VALUE!
[42 empty] | 0 | 0 | 0 | 0 | [5 empty] | 0 | [7 empty] | 0 |  |  |  |  | #VALUE!
[42 empty] | 0 | 0 | 0 | 0 | [5 empty] | 0 | [7 empty] | 0 |  |  |  |  | #VALUE!
[42 empty] | 0 | 0 | 0 | 0 | [5 empty] | 0 | [7 empty] | 0 |  |  |  |  | #VALUE!
[42 empty] | 0 | 0 | 0 | 0 | [5 empty] | 0 | [7 empty] | 0 |  |  |  |  | #VALUE!
[42 empty] | 0 | 0 | 0 | 0 | [5 empty] | 0 | [7 empty] | 0 |  |  |  |  | #VALUE!
[42 empty] | 0 | 0 | 0 | 0 | [5 empty] | 0 | [7 empty] | 0 |  |  |  |  | #VALUE!
[42 empty] | 0 | 0 | 0 | 0 | [5 empty] | 0 | [7 empty] | 0 |  |  |  |  | #VALUE!
[42 empty] | 0 | 0 | 0 | 0 | [5 empty] | 0 | [7 empty] | 0 |  |  |  |  | #VALUE!
[42 empty] | 0 | 0 | 0 | 0 | [5 empty] | 0 | [7 empty] | 0 |  |  |  |  | #VALUE!
[42 empty] | 0 | 0 | 0 | 0 | [5 empty] | 0 | [7 empty] | 0 |  |  |  |  | #VALUE!
[42 empty] | 0 | 0 | 0 | 0 | [5 empty] | 0 | [7 empty] | 0 |  |  |  |  | #VALUE!
[42 empty] | 0 | 0 | 0 | 0 | [5 empty] | 0 | [7 empty] | 0 |  |  |  |  | #VALUE!
[42 empty] | 0 | 0 | 0 | 0 | [5 empty] | 0 | [7 empty] | 0 |  |  |  |  | #VALUE!
[42 empty] | 0 | 0 | 0 | 0 | [5 empty] | 0 | [7 empty] | 0 |  |  |  |  | #VALUE!
[42 empty] | 0 | 0 | 0 | 0 | [5 empty] | 0 | [7 empty] | 0 |  |  |  |  | #VALUE!
[42 empty] | 0 | 0 | 0 | 0 | [5 empty] | 0 | [7 empty] | 0 |  |  |  |  | #VALUE!
[42 empty] | 0 | 0 | 0 | 0 | [5 empty] | 0 | [7 empty] | 0 |  |  |  |  | #VALUE!
[42 empty] | 0 | 0 | 0 | 0 | [5 empty] | 0 | [7 empty] | 0 |  |  |  |  | #VALUE!
[42 empty] | 0 | 0 | 0 | 0 | [5 empty] | 0 | [7 empty] | 0 |  |  |  |  | #VALUE!
[42 empty] | 0 | 0 | 0 | 0 | [5 empty] | 0 | [7 empty] | 0 |  |  |  |  | #VALUE!
[42 empty] | 0 | 0 | 0 | 0 | [5 empty] | 0 | [7 empty] | 0 |  |  |  |  | #VALUE!
[42 empty] | 0 | 0 | 0 | 0 | [5 empty] | 0 | [7 empty] | 0 |  |  |  |  | #VALUE!
[42 empty] | 0 | 0 | 0 | 0 | [5 empty] | 0 | [7 empty] | 0 |  |  |  |  | #VALUE!
[42 empty] | 0 | 0 | 0 | 0 | [5 empty] | 0 | [7 empty] | 0 |  |  |  |  | #VALUE!
[42 empty] | 0 | 0 | 0 | 0 | [5 empty] | 0 | [7 empty] | 0 |  |  |  |  | #VALUE!
[42 empty] | 0 | 0 | 0 | 0 | [5 empty] | 0 | [7 empty] | 0 |  |  |  |  | #VALUE!
[42 empty] | 0 | 0 | 0 | 0 | [5 empty] | 0 | [7 empty] | 0 |  |  |  |  | #VALUE!
[42 empty] | 0 | 0 | 0 | 0 | [5 empty] | 0 | [7 empty] | 0 |  |  |  |  | #VALUE!
[42 empty] | 0 | 0 | 0 | 0 | [5 empty] | 0 | [7 empty] | 0 |  |  |  |  | #VALUE!
[42 empty] | 0 | 0 | 0 | 0 | [5 empty] | 0 | [7 empty] | 0 |  |  |  |  | #VALUE!
[42 empty] | 0 | 0 | 0 | 0 | [5 empty] | 0 | [7 empty] | 0 |  |  |  |  | #VALUE!
[42 empty] | 0 | 0 | 0 | 0 | [5 empty] | 0 | [7 empty] | 0 |  |  |  |  | #VALUE!
[42 empty] | 0 | 0 | 0 | 0 | [5 empty] | 0 | [7 empty] | 0 |  |  |  |  | #VALUE!
[42 empty] | 0 | 0 | 0 | 0 | [5 empty] | 0 | [7 empty] | 0 |  |  |  |  | #VALUE!
[42 empty] | 0 | 0 | 0 | 0 | [5 empty] | 0 | [7 empty] | 0 |  |  |  |  | #VALUE!
[42 empty] | 0 | 0 | 0 | 0 | [5 empty] | 0 | [7 empty] | 0 |  |  |  |  | #VALUE!
[42 empty] | 0 | 0 | 0 | 0 | [5 empty] | 0 | [7 empty] | 0 |  |  |  |  | #VALUE!
[42 empty] | 0 | 0 | 0 | 0 | [5 empty] | 0 | [7 empty] | 0 |  |  |  |  | #VALUE!
[42 empty] | 0 | 0 | 0 | 0 | [5 empty] | 0 | [7 empty] | 0 |  |  |  |  | #VALUE!
[42 empty] | 0 | 0 | 0 | 0 | [5 empty] | 0 | [7 empty] | 0 |  |  |  |  | #VALUE!
[42 empty] | 0 | 0 | 0 | 0 | [5 empty] | 0 | [7 empty] | 0 |  |  |  |  | #VALUE!
[42 empty] | 0 | 0 | 0 | 0 | [5 empty] | 0 | [7 empty] | 0 |  |  |  |  | #VALUE!
[42 empty] | 0 | 0 | 0 | 0 | [5 empty] | 0 | [7 empty] | 0 |  |  |  |  | #VALUE!
[42 empty] | 0 | 0 | 0 | 0 | [5 empty] | 0 | [7 empty] | 0 |  |  |  |  | #VALUE!
[42 empty] | 0 | 0 | 0 | 0 | [5 empty] | 0 | [7 empty] | 0 |  |  |  |  | #VALUE!
[42 empty] | 0 | 0 | 0 | 0 | [5 empty] | 0 | [7 empty] | 0 |  |  |  |  | #VALUE!
[42 empty] | 0 | 0 | 0 | 0 | [5 empty] | 0 | [7 empty] | 0 |  |  |  |  | #VALUE!
[42 empty] | 0 | 0 | 0 | 0 | [5 empty] | 0 | [7 empty] | 0 |  |  |  |  | #VALUE!
[42 empty] | 0 | 0 | 0 | 0 | [5 empty] | 0 | [7 empty] | 0 |  |  |  |  | #VALUE!
[42 empty] | 0 | 0 | 0 | 0 | [5 empty] | 0 | [7 empty] | 0 |  |  |  |  | #VALUE!
[42 empty] | 0 | 0 | 0 | 0 | [5 empty] | 0 | [7 empty] | 0 |  |  |  |  | #VALUE!
[42 empty] | 0 | 0 | 0 | 0 | [5 empty] | 0 | [7 empty] | 0 |  |  |  |  | #VALUE!
[42 empty] | 0 | 0 | 0 | 0 | [5 empty] | 0 | [7 empty] | 0 |  |  |  |  | #VALUE!
[42 empty] | 0 | 0 | 0 | 0 | [5 empty] | 0 | [7 empty] | 0 |  |  |  |  | #VALUE!
[42 empty] | 0 | 0 | 0 | 0 | [5 empty] | 0 | [7 empty] | 0 |  |  |  |  | #VALUE!
[42 empty] | 0 | 0 | 0 | 0 | [5 empty] | 0 | [7 empty] | 0 |  |  |  |  | #VALUE!
[42 empty] | 0 | 0 | 0 | 0 | [5 empty] | 0 | [7 empty] | 0 |  |  |  |  | #VALUE!
[42 empty] | 0 | 0 | 0 | 0 | [5 empty] | 0 | [7 empty] | 0 |  |  |  |  | #VALUE!
[42 empty] | 0 | 0 | 0 | 0 | [5 empty] | 0 | [7 empty] | 0 |  |  |  |  | #VALUE!
[42 empty] | 0 | 0 | 0 | 0 | [5 empty] | 0 | [7 empty] | 0 |  |  |  |  | #VALUE!
[42 empty] | 0 | 0 | 0 | 0 | [5 empty] | 0 | [7 empty] | 0 |  |  |  |  | #VALUE!
[42 empty] | 0 | 0 | 0 | 0 | [5 empty] | 0 | [7 empty] | 0 |  |  |  |  | #VALUE!
[42 empty] | 0 | 0 | 0 | 0 | [5 empty] | 0 | [7 empty] | 0 |  |  |  |  | #VALUE!
[42 empty] | 0 | 0 | 0 | 0 | [5 empty] | 0 | [7 empty] | 0 |  |  |  |  | #VALUE!
[42 empty] | 0 | 0 | 0 | 0 | [5 empty] | 0 | [7 empty] | 0 |  |  |  |  | #VALUE!
[42 empty] | 0 | 0 | 0 | 0 | [5 empty] | 0 | [7 empty] | 0 |  |  |  |  | #VALUE!
[42 empty] | 0 | 0 | 0 | 0 | [5 empty] | 0 | [7 empty] | 0 |  |  |  |  | #VALUE!
[42 empty] | 0 | 0 | 0 | 0 | [5 empty] | 0 | [7 empty] | 0 |  |  |  |  | #VALUE!
[42 empty] | 0 | 0 | 0 | 0 | [5 empty] | 0 | [7 empty] | 0 |  |  |  |  | #VALUE!
[42 empty] | 0 | 0 | 0 | 0 | [5 empty] | 0 | [7 empty] | 0 |  |  |  |  | #VALUE!
[42 empty] | 0 | 0 | 0 | 0 | [5 empty] | 0 | [7 empty] | 0 |  |  |  |  | #VALUE!
[42 empty] | 0 | 0 | 0 | 0 | [5 empty] | 0 | [7 empty] | 0 |  |  |  |  | #VALUE!
[42 empty] | 0 | 0 | 0 | 0 | [5 empty] | 0 | [7 empty] | 0 |  |  |  |  | #VALUE!
[42 empty] | 0 | 0 | 0 | 0 | [5 empty] | 0 | [7 empty] | 0 |  |  |  |  | #VALUE!
[42 empty] | 0 | 0 | 0 | 0 | [5 empty] | 0 | [7 empty] | 0 |  |  |  |  | #VALUE!
[42 empty] | 0 | 0 | 0 | 0 | [5 empty] | 0 | [7 empty] | 0 |  |  |  |  | #VALUE!
[42 empty] | 0 | 0 | 0 | 0 | [5 empty] | 0 | [7 empty] | 0 |  |  |  |  | #VALUE!
[42 empty] | 0 | 0 | 0 | 0 | [5 empty] | 0 | [7 empty] | 0 |  |  |  |  | #VALUE!
[42 empty] | 0 | 0 | 0 | 0 | [5 empty] | 0 | [7 empty] | 0 |  |  |  |  | #VALUE!
[42 empty] | 0 | 0 | 0 | 0 | [5 empty] | 0 | [7 empty] | 0 |  |  |  |  | #VALUE!
[42 empty] | 0 | 0 | 0 | 0 | [5 empty] | 0 | [7 empty] | 0 |  |  |  |  | #VALUE!
[42 empty] | 0 | 0 | 0 | 0 | [5 empty] | 0 | [7 empty] | 0 |  |  |  |  | #VALUE!
[42 empty] | 0 | 0 | 0 | 0 | [5 empty] | 0 | [7 empty] | 0 |  |  |  |  | #VALUE!
[42 empty] | 0 | 0 | 0 | 0 | [5 empty] | 0 | [7 empty] | 0 |  |  |  |  | #VALUE!
[42 empty] | 0 | 0 | 0 | 0 | [5 empty] | 0 | [7 empty] | 0 |  |  |  |  | #VALUE!
[42 empty] | 0 | 0 | 0 | 0 | [5 empty] | 0 | [7 empty] | 0 |  |  |  |  | #VALUE!
[42 empty] | 0 | 0 | 0 | 0 | [5 empty] | 0 | [7 empty] | 0 |  |  |  |  | #VALUE!
[42 empty] | 0 | 0 | 0 | 0 | [5 empty] | 0 | [7 empty] | 0 |  |  |  |  | #VALUE!
[42 empty] | 0 | 0 | 0 | 0 | [5 empty] | 0 | [7 empty] | 0 |  |  |  |  | #VALUE!
[42 empty] | 0 | 0 | 0 | 0 | [5 empty] | 0 | [7 empty] | 0 |  |  |  |  | #VALUE!
[42 empty] | 0 | 0 | 0 | 0 | [5 empty] | 0 | [7 empty] | 0 |  |  |  |  | #VALUE!
[42 empty] | 0 | 0 | 0 | 0 | [5 empty] | 0 | [7 empty] | 0 |  |  |  |  | #VALUE!
[42 empty] | 0 | 0 | 0 | 0 | [5 empty] | 0 | [7 empty] | 0 |  |  |  |  | #VALUE!
[42 empty] | 0 | 0 | 0 | 0 | [5 empty] | 0 | [7 empty] | 0 |  |  |  |  | #VALUE!
[42 empty] | 0 | 0 | 0 | 0 | [5 empty] | 0 | [7 empty] | 0 |  |  |  |  | #VALUE!
[42 empty] | 0 | 0 | 0 | 0 | [5 empty] | 0 | [7 empty] | 0 |  |  |  |  | #VALUE!
[42 empty] | 0 | 0 | 0 | 0 | [5 empty] | 0 | [7 empty] | 0 |  |  |  |  | #VALUE!
[42 empty] | 0 | 0 | 0 | 0 | [5 empty] | 0 | [7 empty] | 0 |  |  |  |  | #VALUE!
[42 empty] | 0 | 0 | 0 | 0 | [5 empty] | 0 | [7 empty] | 0 |  |  |  |  | #VALUE!
[42 empty] | 0 | 0 | 0 | 0 | [5 empty] | 0 | [7 empty] | 0 |  |  |  |  | #VALUE!
[42 empty] | 0 | 0 | 0 | 0 | [5 empty] | 0 | [7 empty] | 0 |  |  |  |  | #VALUE!
[42 empty] | 0 | 0 | 0 | 0 | [5 empty] | 0 | [7 empty] | 0 |  |  |  |  | #VALUE!
[42 empty] | 0 | 0 | 0 | 0 | [5 empty] | 0 | [7 empty] | 0 |  |  |  |  | #VALUE!
[42 empty] | 0 | 0 | 0 | 0 | [5 empty] | 0 | [7 empty] | 0 |  |  |  |  | #VALUE!
[42 empty] | 0 | 0 | 0 | 0 | [5 empty] | 0 | [7 empty] | 0 |  |  |  |  | #VALUE!
[42 empty] | 0 | 0 | 0 | 0 | [5 empty] | 0 | [7 empty] | 0 |  |  |  |  | #VALUE!
[42 empty] | 0 | 0 | 0 | 0 | [5 empty] | 0 | [7 empty] | 0 |  |  |  |  | #VALUE!
[42 empty] | 0 | 0 | 0 | 0 | [5 empty] | 0 | [7 empty] | 0 |  |  |  |  | #VALUE!
[42 empty] | 0 | 0 | 0 | 0 | [5 empty] | 0 | [7 empty] | 0 |  |  |  |  | #VALUE!
[42 empty] | 0 | 0 | 0 | 0 | [5 empty] | 0 | [7 empty] | 0 |  |  |  |  | #VALUE!
[42 empty] | 0 | 0 | 0 | 0 | [5 empty] | 0 | [7 empty] | 0 |  |  |  |  | #VALUE!
[42 empty] | 0 | 0 | 0 | 0 | [5 empty] | 0 | [7 empty] | 0 |  |  |  |  | #VALUE!
[42 empty] | 0 | 0 | 0 | 0 | [5 empty] | 0 | [7 empty] | 0 |  |  |  |  | #VALUE!
[42 empty] | 0 | 0 | 0 | 0 | [5 empty] | 0 | [7 empty] | 0 |  |  |  |  | #VALUE!
[42 empty] | 0 | 0 | 0 | 0 | [5 empty] | 0 | [7 empty] | 0 |  |  |  |  | #VALUE!
[42 empty] | 0 | 0 | 0 | 0 | [5 empty] | 0 | [7 empty] | 0 |  |  |  |  | #VALUE!
[42 empty] | 0 | 0 | 0 | 0 | [5 empty] | 0 | [7 empty] | 0 |  |  |  |  | #VALUE!
[42 empty] | 0 | 0 | 0 | 0 | [5 empty] | 0 | [7 empty] | 0 |  |  |  |  | #VALUE!
[42 empty] | 0 | 0 | 0 | 0 | [5 empty] | 0 | [7 empty] | 0 |  |  |  |  | #VALUE!
[42 empty] | 0 | 0 | 0 | 0 | [5 empty] | 0 | [7 empty] | 0 |  |  |  |  | #VALUE!
[42 empty] | 0 | 0 | 0 | 0 | [5 empty] | 0 | [7 empty] | 0 |  |  |  |  | #VALUE!
[42 empty] | 0 | 0 | 0 | 0 | [5 empty] | 0 | [7 empty] | 0 |  |  |  |  | #VALUE!
[42 empty] | 0 | 0 | 0 | 0 | [5 empty] | 0 | [7 empty] | 0 |  |  |  |  | #VALUE!
[42 empty] | 0 | 0 | 0 | 0 | [5 empty] | 0 | [7 empty] | 0 |  |  |  |  | #VALUE!
[42 empty] | 0 | 0 | 0 | 0 | [5 empty] | 0 | [7 empty] | 0 |  |  |  |  | #VALUE!
[42 empty] | 0 | 0 | 0 | 0 | [5 empty] | 0 | [7 empty] | 0 |  |  |  |  | #VALUE!
[42 empty] | 0 | 0 | 0 | 0 | [5 empty] | 0 | [7 empty] | 0 |  |  |  |  | #VALUE!
[42 empty] | 0 | 0 | 0 | 0 | [5 empty] | 0 | [7 empty] | 0 |  |  |  |  | #VALUE!
[42 empty] | 0 | 0 | 0 | 0 | [5 empty] | 0 | [7 empty] | 0 |  |  |  |  | #VALUE!
[42 empty] | 0 | 0 | 0 | 0 | [5 empty] | 0 | [7 empty] | 0 |  |  |  |  | #VALUE!
[42 empty] | 0 | 0 | 0 | 0 | [5 empty] | 0 | [7 empty] | 0 |  |  |  |  | #VALUE!
[42 empty] | 0 | 0 | 0 | 0 | [5 empty] | 0 | [7 empty] | 0 |  |  |  |  | #VALUE!
[42 empty] | 0 | 0 | 0 | 0 | [5 empty] | 0 | [7 empty] | 0 |  |  |  |  | #VALUE!
[42 empty] | 0 | 0 | 0 | 0 | [5 empty] | 0 | [7 empty] | 0 |  |  |  |  | #VALUE!
[42 empty] | 0 | 0 | 0 | 0 | [5 empty] | 0 | [7 empty] | 0 |  |  |  |  | #VALUE!
[42 empty] | 0 | 0 | 0 | 0 | [5 empty] | 0 | [7 empty] | 0 |  |  |  |  | #VALUE!
[42 empty] | 0 | 0 | 0 | 0 | [5 empty] | 0 | [7 empty] | 0 |  |  |  |  | #VALUE!
[42 empty] | 0 | 0 | 0 | 0 | [5 empty] | 0 | [7 empty] | 0 |  |  |  |  | #VALUE!
[42 empty] | 0 | 0 | 0 | 0 | [5 empty] | 0 | [7 empty] | 0 |  |  |  |  | #VALUE!
[42 empty] | 0 | 0 | 0 | 0 | [5 empty] | 0 | [7 empty] | 0 |  |  |  |  | #VALUE!
[42 empty] | 0 | 0 | 0 | 0 | [5 empty] | 0 | [7 empty] | 0 |  |  |  |  | #VALUE!
[42 empty] | 0 | 0 | 0 | 0 | [5 empty] | 0 | [7 empty] | 0 |  |  |  |  | #VALUE!
[42 empty] | 0 | 0 | 0 | 0 | [5 empty] | 0 | [7 empty] | 0 |  |  |  |  | #VALUE!
[42 empty] | 0 | 0 | 0 | 0 | [5 empty] | 0 | [7 empty] | 0 |  |  |  |  | #VALUE!
[42 empty] | 0 | 0 | 0 | 0 | [5 empty] | 0 | [7 empty] | 0 |  |  |  |  | #VALUE!
[42 empty] | 0 | 0 | 0 | 0 | [5 empty] | 0 | [7 empty] | 0 |  |  |  |  | #VALUE!
[42 empty] | 0 | 0 | 0 | 0 | [5 empty] | 0 | [7 empty] | 0 |  |  |  |  | #VALUE!
[42 empty] | 0 | 0 | 0 | 0 | [5 empty] | 0 | [7 empty] | 0 |  |  |  |  | #VALUE!
[42 empty] | 0 | 0 | 0 | 0 | [5 empty] | 0 | [7 empty] | 0 |  |  |  |  | #VALUE!
[42 empty] | 0 | 0 | 0 | 0 | [5 empty] | 0 | [7 empty] | 0 |  |  |  |  | #VALUE!
[42 empty] | 0 | 0 | 0 | 0 | [5 empty] | 0 | [7 empty] | 0 |  |  |  |  | #VALUE!
[42 empty] | 0 | 0 | 0 | 0 | [5 empty] | 0 | [7 empty] | 0 |  |  |  |  | #VALUE!
[42 empty] | 0 | 0 | 0 | 0 | [5 empty] | 0 | [7 empty] | 0 |  |  |  |  | #VALUE!
[42 empty] | 0 | 0 | 0 | 0 | [5 empty] | 0 | [7 empty] | 0 |  |  |  |  | #VALUE!
[42 empty] | 0 | 0 | 0 | 0 | [5 empty] | 0 | [7 empty] | 0 |  |  |  |  | #VALUE!
[42 empty] | 0 | 0 | 0 | 0 | [5 empty] | 0 | [7 empty] | 0 |  |  |  |  | #VALUE!
[42 empty] | 0 | 0 | 0 | 0 | [5 empty] | 0 | [7 empty] | 0 |  |  |  |  | #VALUE!
[42 empty] | 0 | 0 | 0 | 0 | [5 empty] | 0 | [7 empty] | 0 |  |  |  |  | #VALUE!
[42 empty] | 0 | 0 | 0 | 0 | [5 empty] | 0 | [7 empty] | 0 |  |  |  |  | #VALUE!
[42 empty] | 0 | 0 | 0 | 0 | [5 empty] | 0 | [7 empty] | 0 |  |  |  |  | #VALUE!
[42 empty] | 0 | 0 | 0 | 0 | [5 empty] | 0 | [7 empty] | 0 |  |  |  |  | #VALUE!
[42 empty] | 0 | 0 | 0 | 0 | [5 empty] | 0 | [7 empty] | 0 |  |  |  |  | #VALUE!
[42 empty] | 0 | 0 | 0 | 0 | [5 empty] | 0 | [7 empty] | 0 |  |  |  |  | #VALUE!
[42 empty] | 0 | 0 | 0 | 0 | [5 empty] | 0 | [7 empty] | 0 |  |  |  |  | #VALUE!
[42 empty] | 0 | 0 | 0 | 0 | [5 empty] | 0 | [7 empty] | 0 |  |  |  |  | #VALUE!
[42 empty] | 0 | 0 | 0 | 0 | [5 empty] | 0 | [7 empty] | 0 |  |  |  |  | #VALUE!
[42 empty] | 0 | 0 | 0 | 0 | [5 empty] | 0 | [7 empty] | 0 |  |  |  |  | #VALUE!
[42 empty] | 0 | 0 | 0 | 0 | [5 empty] | 0 | [7 empty] | 0 |  |  |  |  | #VALUE!
[42 empty] | 0 | 0 | 0 | 0 | [5 empty] | 0 | [7 empty] | 0 |  |  |  |  | #VALUE!
[42 empty] | 0 | 0 | 0 | 0 | [5 empty] | 0 | [7 empty] | 0 |  |  |  |  | #VALUE!
[42 empty] | 0 | 0 | 0 | 0 | [5 empty] | 0 | [7 empty] | 0 |  |  |  |  | #VALUE!
[42 empty] | 0 | 0 | 0 | 0 | [5 empty] | 0 | [7 empty] | 0 |  |  |  |  | #VALUE!
[42 empty] | 0 | 0 | 0 | 0 | [5 empty] | 0 | [7 empty] | 0 |  |  |  |  | #VALUE!
[42 empty] | 0 | 0 | 0 | 0 | [5 empty] | 0 | [7 empty] | 0 |  |  |  |  | #VALUE!
[42 empty] | 0 | 0 | 0 | 0 | [5 empty] | 0 | [7 empty] | 0 |  |  |  |  | #VALUE!
[42 empty] | 0 | 0 | 0 | 0 | [5 empty] | 0 | [7 empty] | 0 |  |  |  |  | #VALUE!
[42 empty] | 0 | 0 | 0 | 0 | [5 empty] | 0 | [7 empty] | 0 |  |  |  |  | #VALUE!
[42 empty] | 0 | 0 | 0 | 0 | [5 empty] | 0 | [7 empty] | 0 |  |  |  |  | #VALUE!
[42 empty] | 0 | 0 | 0 | 0 | [5 empty] | 0 | [7 empty] | 0 |  |  |  |  | #VALUE!
[42 empty] | 0 | 0 | 0 | 0 | [5 empty] | 0 | [7 empty] | 0 |  |  |  |  | #VALUE!
[42 empty] | 0 | 0 | 0 | 0 | [5 empty] | 0 | [7 empty] | 0 |  |  |  |  | #VALUE!
[42 empty] | 0 | 0 | 0 | 0 | [5 empty] | 0 | [7 empty] | 0 |  |  |  |  | #VALUE!
[42 empty] | 0 | 0 | 0 | 0 | [5 empty] | 0 | [7 empty] | 0 |  |  |  |  | #VALUE!
[42 empty] | 0 | 0 | 0 | 0 | [5 empty] | 0 | [7 empty] | 0 |  |  |  |  | #VALUE!
[42 empty] | 0 | 0 | 0 | 0 | [5 empty] | 0 | [7 empty] | 0 |  |  |  |  | #VALUE!
[42 empty] | 0 | 0 | 0 | 0 | [5 empty] | 0 | [7 empty] | 0 |  |  |  |  | #VALUE!
[42 empty] | 0 | 0 | 0 | 0 | [5 empty] | 0 | [7 empty] | 0 |  |  |  |  | #VALUE!
[42 empty] | 0 | 0 | 0 | 0 | [5 empty] | 0 | [7 empty] | 0 |  |  |  |  | #VALUE!
[42 empty] | 0 | 0 | 0 | 0 | [5 empty] | 0 | [7 empty] | 0 |  |  |  |  | #VALUE!
[42 empty] | 0 | 0 | 0 | 0 | [5 empty] | 0 | [7 empty] | 0 |  |  |  |  | #VALUE!
[42 empty] | 0 | 0 | 0 | 0 | [5 empty] | 0 | [7 empty] | 0 |  |  |  |  | #VALUE!
[42 empty] | 0 | 0 | 0 | 0 | [5 empty] | 0 | [7 empty] | 0 |  |  |  |  | #VALUE!
[42 empty] | 0 | 0 | 0 | 0 | [5 empty] | 0 | [7 empty] | 0 |  |  |  |  | #VALUE!
[42 empty] | 0 | 0 | 0 | 0 | [5 empty] | 0 | [7 empty] | 0 |  |  |  |  | #VALUE!
[42 empty] | 0 | 0 | 0 | 0 | [5 empty] | 0 | [7 empty] | 0 |  |  |  |  | #VALUE!
[42 empty] | 0 | 0 | 0 | 0 | [5 empty] | 0 | [7 empty] | 0 |  |  |  |  | #VALUE!
[42 empty] | 0 | 0 | 0 | 0 | [5 empty] | 0 | [7 empty] | 0 |  |  |  |  | #VALUE!
[42 empty] | 0 | 0 | 0 | 0 | [5 empty] | 0 | [7 empty] | 0 |  |  |  |  | #VALUE!
[42 empty] | 0 | 0 | 0 | 0 | [5 empty] | 0 | [7 empty] | 0 |  |  |  |  | #VALUE!
[42 empty] | 0 | 0 | 0 | 0 | [5 empty] | 0 | [7 empty] | 0 |  |  |  |  | #VALUE!
[42 empty] | 0 | 0 | 0 | 0 | [5 empty] | 0 | [7 empty] | 0 |  |  |  |  | #VALUE!
[42 empty] | 0 | 0 | 0 | 0 | [5 empty] | 0 | [7 empty] | 0 |  |  |  |  | #VALUE!
[42 empty] | 0 | 0 | 0 | 0 | [5 empty] | 0 | [7 empty] | 0 |  |  |  |  | #VALUE!
[42 empty] | 0 | 0 | 0 | 0 | [5 empty] | 0 | [7 empty] | 0 |  |  |  |  | #VALUE!
[42 empty] | 0 | 0 | 0 | 0 | [5 empty] | 0 | [7 empty] | 0 |  |  |  |  | #VALUE!
[42 empty] | 0 | 0 | 0 | 0 | [5 empty] | 0 | [7 empty] | 0 |  |  |  |  | #VALUE!
[42 empty] | 0 | 0 | 0 | 0 | [5 empty] | 0 | [7 empty] | 0 |  |  |  |  | #VALUE!
[42 empty] | 0 | 0 | 0 | 0 | [5 empty] | 0 | [7 empty] | 0 |  |  |  |  | #VALUE!
[42 empty] | 0 | 0 | 0 | 0 | [5 empty] | 0 | [7 empty] | 0 |  |  |  |  | #VALUE!
[42 empty] | 0 | 0 | 0 | 0 | [5 empty] | 0 | [7 empty] | 0 |  |  |  |  | #VALUE!
[42 empty] | 0 | 0 | 0 | 0 | [5 empty] | 0 | [7 empty] | 0 |  |  |  |  | #VALUE!
[42 empty] | 0 | 0 | 0 | 0 | [5 empty] | 0 | [7 empty] | 0 |  |  |  |  | #VALUE!
[42 empty] | 0 | 0 | 0 | 0 | [5 empty] | 0 | [7 empty] | 0 |  |  |  |  | #VALUE!
[42 empty] | 0 | 0 | 0 | 0 | [5 empty] | 0 | [7 empty] | 0 |  |  |  |  | #VALUE!
[42 empty] | 0 | 0 | 0 | 0 | [5 empty] | 0 | [7 empty] | 0 |  |  |  |  | #VALUE!
[42 empty] | 0 | 0 | 0 | 0 | [5 empty] | 0 | [7 empty] | 0 |  |  |  |  | #VALUE!
[42 empty] | 0 | 0 | 0 | 0 | [5 empty] | 0 | [7 empty] | 0 |  |  |  |  | #VALUE!
[42 empty] | 0 | 0 | 0 | 0 | [5 empty] | 0 | [7 empty] | 0 |  |  |  |  | #VALUE!
[42 empty] | 0 | 0 | 0 | 0 | [5 empty] | 0 | [7 empty] | 0 |  |  |  |  | #VALUE!
[42 empty] | 0 | 0 | 0 | 0 | [5 empty] | 0 | [7 empty] | 0 |  |  |  |  | #VALUE!
[42 empty] | 0 | 0 | 0 | 0 | [5 empty] | 0 | [7 empty] | 0 |  |  |  |  | #VALUE!
[42 empty] | 0 | 0 | 0 | 0 | [5 empty] | 0 | [7 empty] | 0 |  |  |  |  | #VALUE!
[42 empty] | 0 | 0 | 0 | 0 | [5 empty] | 0 | [7 empty] | 0 |  |  |  |  | #VALUE!
[42 empty] | 0 | 0 | 0 | 0 | [5 empty] | 0 | [7 empty] | 0 |  |  |  |  | #VALUE!
[42 empty] | 0 | 0 | 0 | 0 | [5 empty] | 0 | [7 empty] | 0 |  |  |  |  | #VALUE!
[42 empty] | 0 | 0 | 0 | 0 | [5 empty] | 0 | [7 empty] | 0 |  |  |  |  | #VALUE!
[42 empty] | 0 | 0 | 0 | 0 | [5 empty] | 0 | [7 empty] | 0 |  |  |  |  | #VALUE!
[42 empty] | 0 | 0 | 0 | 0 | [5 empty] | 0 | [7 empty] | 0 |  |  |  |  | #VALUE!
[42 empty] | 0 | 0 | 0 | 0 | [5 empty] | 0 | [7 empty] | 0 |  |  |  |  | #VALUE!
[42 empty] | 0 | 0 | 0 | 0 | [5 empty] | 0 | [7 empty] | 0 |  |  |  |  | #VALUE!
[42 empty] | 0 | 0 | 0 | 0 | [5 empty] | 0 | [7 empty] | 0 |  |  |  |  | #VALUE!
[42 empty] | 0 | 0 | 0 | 0 | [5 empty] | 0 | [7 empty] | 0 |  |  |  |  | #VALUE!
[42 empty] | 0 | 0 | 0 | 0 | [5 empty] | 0 | [7 empty] | 0 |  |  |  |  | #VALUE!
[42 empty] | 0 | 0 | 0 | 0 | [5 empty] | 0 | [7 empty] | 0 |  |  |  |  | #VALUE!
[42 empty] | 0 | 0 | 0 | 0 | [5 empty] | 0 | [7 empty] | 0 |  |  |  |  | #VALUE!
[42 empty] | 0 | 0 | 0 | 0 | [5 empty] | 0 | [7 empty] | 0 |  |  |  |  | #VALUE!
[42 empty] | 0 | 0 | 0 | 0 | [5 empty] | 0 | [7 empty] | 0 |  |  |  |  | #VALUE!
[42 empty] | 0 | 0 | 0 | 0 | [5 empty] | 0 | [7 empty] | 0 |  |  |  |  | #VALUE!
[42 empty] | 0 | 0 | 0 | 0 | [5 empty] | 0 | [7 empty] | 0 |  |  |  |  | #VALUE!
[42 empty] | 0 | 0 | 0 | 0 | [5 empty] | 0 | [7 empty] | 0 |  |  |  |  | #VALUE!
[42 empty] | 0 | 0 | 0 | 0 | [5 empty] | 0 | [7 empty] | 0 |  |  |  |  | #VALUE!
[42 empty] | 0 | 0 | 0 | 0 | [5 empty] | 0 | [7 empty] | 0 |  |  |  |  | #VALUE!
[42 empty] | 0 | 0 | 0 | 0 | [5 empty] | 0 | [7 empty] | 0 |  |  |  |  | #VALUE!
[42 empty] | 0 | 0 | 0 | 0 | [5 empty] | 0 | [7 empty] | 0 |  |  |  |  | #VALUE!
[42 empty] | 0 | 0 | 0 | 0 | [5 empty] | 0 | [7 empty] | 0 |  |  |  |  | #VALUE!
[42 empty] | 0 | 0 | 0 | 0 | [5 empty] | 0 | [7 empty] | 0 |  |  |  |  | #VALUE!
[42 empty] | 0 | 0 | 0 | 0 | [5 empty] | 0 | [7 empty] | 0 |  |  |  |  | #VALUE!
[42 empty] | 0 | 0 | 0 | 0 | [5 empty] | 0 | [7 empty] | 0 |  |  |  |  | #VALUE!
[42 empty] | 0 | 0 | 0 | 0 | [5 empty] | 0 | [7 empty] | 0 |  |  |  |  | #VALUE!
[42 empty] | 0 | 0 | 0 | 0 | [5 empty] | 0 | [7 empty] | 0 |  |  |  |  | #VALUE!
[42 empty] | 0 | 0 | 0 | 0 | [5 empty] | 0 | [7 empty] | 0 |  |  |  |  | #VALUE!
[42 empty] | 0 | 0 | 0 | 0 | [5 empty] | 0 | [7 empty] | 0 |  |  |  |  | #VALUE!
[42 empty] | 0 | 0 | 0 | 0 | [5 empty] | 0 | [7 empty] | 0 |  |  |  |  | #VALUE!
[42 empty] | 0 | 0 | 0 | 0 | [5 empty] | 0 | [7 empty] | 0 |  |  |  |  | #VALUE!
[42 empty] | 0 | 0 | 0 | 0 | [5 empty] | 0 | [7 empty] | 0 |  |  |  |  | #VALUE!
[42 empty] | 0 | 0 | 0 | 0 | [5 empty] | 0 | [7 empty] | 0 |  |  |  |  | #VALUE!
[42 empty] | 0 | 0 | 0 | 0 | [5 empty] | 0 | [7 empty] | 0 |  |  |  |  | #VALUE!
[42 empty] | 0 | 0 | 0 | 0 | [5 empty] | 0 | [7 empty] | 0 |  |  |  |  | #VALUE!
[42 empty] | 0 | 0 | 0 | 0 | [5 empty] | 0 | [7 empty] | 0 |  |  |  |  | #VALUE!
[42 empty] | 0 | 0 | 0 | 0 | [5 empty] | 0 | [7 empty] | 0 |  |  |  |  | #VALUE!
[42 empty] | 0 | 0 | 0 | 0 | [5 empty] | 0 | [7 empty] | 0 |  |  |  |  | #VALUE!
[42 empty] | 0 | 0 | 0 | 0 | [5 empty] | 0 | [7 empty] | 0 |  |  |  |  | #VALUE!
[42 empty] | 0 | 0 | 0 | 0 | [5 empty] | 0 | [7 empty] | 0 |  |  |  |  | #VALUE!
[42 empty] | 0 | 0 | 0 | 0 | [5 empty] | 0 | [7 empty] | 0 |  |  |  |  | #VALUE!
[42 empty] | 0 | 0 | 0 | 0 | [5 empty] | 0 | [7 empty] | 0 |  |  |  |  | #VALUE!
[42 empty] | 0 | 0 | 0 | 0 | [5 empty] | 0 | [7 empty] | 0 |  |  |  |  | #VALUE!
[42 empty] | 0 | 0 | 0 | 0 | [5 empty] | 0 | [7 empty] | 0 |  |  |  |  | #VALUE!
[42 empty] | 0 | 0 | 0 | 0 | [5 empty] | 0 | [7 empty] | 0 |  |  |  |  | #VALUE!
[42 empty] | 0 | 0 | 0 | 0 | [5 empty] | 0 | [7 empty] | 0 |  |  |  |  | #VALUE!
[42 empty] | 0 | 0 | 0 | 0 | [5 empty] | 0 | [7 empty] | 0 |  |  |  |  | #VALUE!
[42 empty] | 0 | 0 | 0 | 0 | [5 empty] | 0 | [7 empty] | 0 |  |  |  |  | #VALUE!
[42 empty] | 0 | 0 | 0 | 0 | [5 empty] | 0 | [7 empty] | 0 |  |  |  |  | #VALUE!
[42 empty] | 0 | 0 | 0 | 0 | [5 empty] | 0 | [7 empty] | 0 |  |  |  |  | #VALUE!
[42 empty] | 0 | 0 | 0 | 0 | [5 empty] | 0 | [7 empty] | 0 |  |  |  |  | #VALUE!
[42 empty] | 0 | 0 | 0 | 0 | [5 empty] | 0 | [7 empty] | 0 |  |  |  |  | #VALUE!
[42 empty] | 0 | 0 | 0 | 0 | [5 empty] | 0 | [7 empty] | 0 |  |  |  |  | #VALUE!
[42 empty] | 0 | 0 | 0 | 0 | [5 empty] | 0 | [7 empty] | 0 |  |  |  |  | #VALUE!
[42 empty] | 0 | 0 | 0 | 0 | [5 empty] | 0 | [7 empty] | 0 |  |  |  |  | #VALUE!
[42 empty] | 0 | 0 | 0 | 0 | [5 empty] | 0 | [7 empty] | 0 |  |  |  |  | #VALUE!
[42 empty] | 0 | 0 | 0 | 0 | [5 empty] | 0 | [7 empty] | 0 |  |  |  |  | #VALUE!
[42 empty] | 0 | 0 | 0 | 0 | [5 empty] | 0 | [7 empty] | 0 |  |  |  |  | #VALUE!
[42 empty] | 0 | 0 | 0 | 0 | [5 empty] | 0 | [7 empty] | 0 |  |  |  |  | #VALUE!
[42 empty] | 0 | 0 | 0 | 0 | [5 empty] | 0 | [7 empty] | 0 |  |  |  |  | #VALUE!
[42 empty] | 0 | 0 | 0 | 0 | [5 empty] | 0 | [7 empty] | 0 |  |  |  |  | #VALUE!
[42 empty] | 0 | 0 | 0 | 0 | [5 empty] | 0 | [7 empty] | 0 |  |  |  |  | #VALUE!
[42 empty] | 0 | 0 | 0 | 0 | [5 empty] | 0 | [7 empty] | 0 |  |  |  |  | #VALUE!
[42 empty] | 0 | 0 | 0 | 0 | [5 empty] | 0 | [7 empty] | 0 |  |  |  |  | #VALUE!
[42 empty] | 0 | 0 | 0 | 0 | [5 empty] | 0 | [7 empty] | 0 |  |  |  |  | #VALUE!
[42 empty] | 0 | 0 | 0 | 0 | [5 empty] | 0 | [7 empty] | 0 |  |  |  |  | #VALUE!
[42 empty] | 0 | 0 | 0 | 0 | [5 empty] | 0 | [7 empty] | 0 |  |  |  |  | #VALUE!
[42 empty] | 0 | 0 | 0 | 0 | [5 empty] | 0 | [7 empty] | 0 |  |  |  |  | #VALUE!
[42 empty] | 0 | 0 | 0 | 0 | [5 empty] | 0 | [7 empty] | 0 |  |  |  |  | #VALUE!
[42 empty] | 0 | 0 | 0 | 0 | [5 empty] | 0 | [7 empty] | 0 |  |  |  |  | #VALUE!
[42 empty] | 0 | 0 | 0 | 0 | [5 empty] | 0 | [7 empty] | 0 |  |  |  |  | #VALUE!
[42 empty] | 0 | 0 | 0 | 0 | [5 empty] | 0 | [7 empty] | 0 |  |  |  |  | #VALUE!
[42 empty] | 0 | 0 | 0 | 0 | [5 empty] | 0 | [7 empty] | 0 |  |  |  |  | #VALUE!
[42 empty] | 0 | 0 | 0 | 0 | [5 empty] | 0 | [7 empty] | 0 |  |  |  |  | #VALUE!
[42 empty] | 0 | 0 | 0 | 0 | [5 empty] | 0 | [7 empty] | 0 |  |  |  |  | #VALUE!
[42 empty] | 0 | 0 | 0 | 0 | [5 empty] | 0 | [7 empty] | 0 |  |  |  |  | #VALUE!
[42 empty] | 0 | 0 | 0 | 0 | [5 empty] | 0 | [7 empty] | 0 |  |  |  |  | #VALUE!
[42 empty] | 0 | 0 | 0 | 0 | [5 empty] | 0 | [7 empty] | 0 |  |  |  |  | #VALUE!
[42 empty] | 0 | 0 | 0 | 0 | [5 empty] | 0 | [7 empty] | 0 |  |  |  |  | #VALUE!
[42 empty] | 0 | 0 | 0 | 0 | [5 empty] | 0 | [7 empty] | 0 |  |  |  |  | #VALUE!
[42 empty] | 0 | 0 | 0 | 0 | [5 empty] | 0 | [7 empty] | 0 |  |  |  |  | #VALUE!
[42 empty] | 0 | 0 | 0 | 0 | [5 empty] | 0 | [7 empty] | 0 |  |  |  |  | #VALUE!
[42 empty] | 0 | 0 | 0 | 0 | [5 empty] | 0 | [7 empty] | 0 |  |  |  |  | #VALUE!
[42 empty] | 0 | 0 | 0 | 0 | [5 empty] | 0 | [7 empty] | 0 |  |  |  |  | #VALUE!
[42 empty] | 0 | 0 | 0 | 0 | [5 empty] | 0 | [7 empty] | 0 |  |  |  |  | #VALUE!
[42 empty] | 0 | 0 | 0 | 0 | [5 empty] | 0 | [7 empty] | 0 |  |  |  |  | #VALUE!
[42 empty] | 0 | 0 | 0 | 0 | [5 empty] | 0 | [7 empty] | 0 |  |  |  |  | #VALUE!
[42 empty] | 0 | 0 | 0 | 0 | [5 empty] | 0 | [7 empty] | 0 |  |  |  |  | #VALUE!
[42 empty] | 0 | 0 | 0 | 0 | [5 empty] | 0 | [7 empty] | 0 |  |  |  |  | #VALUE!
[42 empty] | 0 | 0 | 0 | 0 | [5 empty] | 0 | [7 empty] | 0 |  |  |  |  | #VALUE!
[42 empty] | 0 | 0 | 0 | 0 | [5 empty] | 0 | [7 empty] | 0 |  |  |  |  | #VALUE!
[42 empty] | 0 | 0 | 0 | 0 | [5 empty] | 0 | [7 empty] | 0 |  |  |  |  | #VALUE!
[42 empty] | 0 | 0 | 0 | 0 | [5 empty] | 0 | [7 empty] | 0 |  |  |  |  | #VALUE!
[42 empty] | 0 | 0 | 0 | 0 | [5 empty] | 0 | [7 empty] | 0 |  |  |  |  | #VALUE!
[42 empty] | 0 | 0 | 0 | 0 | [5 empty] | 0 | [7 empty] | 0 |  |  |  |  | #VALUE!
[42 empty] | 0 | 0 | 0 | 0 | [5 empty] | 0 | [7 empty] | 0 |  |  |  |  | #VALUE!
[42 empty] | 0 | 0 | 0 | 0 | [5 empty] | 0 | [7 empty] | 0 |  |  |  |  | #VALUE!
[42 empty] | 0 | 0 | 0 | 0 | [5 empty] | 0 | [7 empty] | 0 |  |  |  |  | #VALUE!
[42 empty] | 0 | 0 | 0 | 0 | [5 empty] | 0 | [7 empty] | 0 |  |  |  |  | #VALUE!
[42 empty] | 0 | 0 | 0 | 0 | [5 empty] | 0 | [7 empty] | 0 |  |  |  |  | #VALUE!
[42 empty] | 0 | 0 | 0 | 0 | [5 empty] | 0 | [7 empty] | 0 |  |  |  |  | #VALUE!
[42 empty] | 0 | 0 | 0 | 0 | [5 empty] | 0 | [7 empty] | 0 |  |  |  |  | #VALUE!
[42 empty] | 0 | 0 | 0 | 0 | [5 empty] | 0 | [7 empty] | 0 |  |  |  |  | #VALUE!
[42 empty] | 0 | 0 | 0 | 0 | [5 empty] | 0 | [7 empty] | 0 |  |  |  |  | #VALUE!
[42 empty] | 0 | 0 | 0 | 0 | [5 empty] | 0 | [7 empty] | 0 |  |  |  |  | #VALUE!
[42 empty] | 0 | 0 | 0 | 0 | [5 empty] | 0 | [7 empty] | 0 |  |  |  |  | #VALUE!
[42 empty] | 0 | 0 | 0 | 0 | [5 empty] | 0 | [7 empty] | 0 |  |  |  |  | #VALUE!
[42 empty] | 0 | 0 | 0 | 0 | [5 empty] | 0 | [7 empty] | 0 |  |  |  |  | #VALUE!
[42 empty] | 0 | 0 | 0 | 0 | [5 empty] | 0 | [7 empty] | 0 |  |  |  |  | #VALUE!
[42 empty] | 0 | 0 | 0 | 0 | [5 empty] | 0 | [7 empty] | 0 |  |  |  |  | #VALUE!
[42 empty] | 0 | 0 | 0 | 0 | [5 empty] | 0 | [7 empty] | 0 |  |  |  |  | #VALUE!
[42 empty] | 0 | 0 | 0 | 0 | [5 empty] | 0 | [7 empty] | 0 |  |  |  |  | #VALUE!
[42 empty] | 0 | 0 | 0 | 0 | [5 empty] | 0 | [7 empty] | 0 |  |  |  |  | #VALUE!
[42 empty] | 0 | 0 | 0 | 0 | [5 empty] | 0 | [7 empty] | 0 |  |  |  |  | #VALUE!
[42 empty] | 0 | 0 | 0 | 0 | [5 empty] | 0 | [7 empty] | 0 |  |  |  |  | #VALUE!
[42 empty] | 0 | 0 | 0 | 0 | [5 empty] | 0 | [7 empty] | 0 |  |  |  |  | #VALUE!
[42 empty] | 0 | 0 | 0 | 0 | [5 empty] | 0 | [7 empty] | 0 |  |  |  |  | #VALUE!
[42 empty] | 0 | 0 | 0 | 0 | [5 empty] | 0 | [7 empty] | 0 |  |  |  |  | #VALUE!
[42 empty] | 0 | 0 | 0 | 0 | [5 empty] | 0 | [7 empty] | 0 |  |  |  |  | #VALUE!
[42 empty] | 0 | 0 | 0 | 0 | [5 empty] | 0 | [7 empty] | 0 |  |  |  |  | #VALUE!
[42 empty] | 0 | 0 | 0 | 0 | [5 empty] | 0 | [7 empty] | 0 |  |  |  |  | #VALUE!
[42 empty] | 0 | 0 | 0 | 0 | [5 empty] | 0 | [7 empty] | 0 |  |  |  |  | #VALUE!
[42 empty] | 0 | 0 | 0 | 0 | [5 empty] | 0 | [7 empty] | 0 |  |  |  |  | #VALUE!
[42 empty] | 0 | 0 | 0 | 0 | [5 empty] | 0 | [7 empty] | 0 |  |  |  |  | #VALUE!
[42 empty] | 0 | 0 | 0 | 0 | [5 empty] | 0 | [7 empty] | 0 |  |  |  |  | #VALUE!
[42 empty] | 0 | 0 | 0 | 0 | [5 empty] | 0 | [7 empty] | 0 |  |  |  |  | #VALUE!
[42 empty] | 0 | 0 | 0 | 0 | [5 empty] | 0 | [7 empty] | 0 |  |  |  |  | #VALUE!
[42 empty] | 0 | 0 | 0 | 0 | [5 empty] | 0 | [7 empty] | 0 |  |  |  |  | #VALUE!
[42 empty] | 0 | 0 | 0 | 0 | [5 empty] | 0 | [7 empty] | 0 |  |  |  |  | #VALUE!
[42 empty] | 0 | 0 | 0 | 0 | [5 empty] | 0 | [7 empty] | 0 |  |  |  |  | #VALUE!
[42 empty] | 0 | 0 | 0 | 0 | [5 empty] | 0 | [7 empty] | 0 |  |  |  |  | #VALUE!
[42 empty] | 0 | 0 | 0 | 0 | [5 empty] | 0 | [7 empty] | 0 |  |  |  |  | #VALUE!
[42 empty] | 0 | 0 | 0 | 0 | [5 empty] | 0 | [7 empty] | 0 |  |  |  |  | #VALUE!
[42 empty] | 0 | 0 | 0 | 0 | [5 empty] | 0 | [7 empty] | 0 |  |  |  |  | #VALUE!
[42 empty] | 0 | 0 | 0 | 0 | [5 empty] | 0 | [7 empty] | 0 |  |  |  |  | #VALUE!
[42 empty] | 0 | 0 | 0 | 0 | [5 empty] | 0 | [7 empty] | 0 |  |  |  |  | #VALUE!
[42 empty] | 0 | 0 | 0 | 0 | [5 empty] | 0 | [7 empty] | 0 |  |  |  |  | #VALUE!
[42 empty] | 0 | 0 | 0 | 0 | [5 empty] | 0 | [7 empty] | 0 |  |  |  |  | #VALUE!
[42 empty] | 0 | 0 | 0 | 0 | [5 empty] | 0 | [7 empty] | 0 |  |  |  |  | #VALUE!
[42 empty] | 0 | 0 | 0 | 0 | [5 empty] | 0 | [7 empty] | 0 |  |  |  |  | #VALUE!
[42 empty] | 0 | 0 | 0 | 0 | [5 empty] | 0 | [7 empty] | 0 |  |  |  |  | #VALUE!
[42 empty] | 0 | 0 | 0 | 0 | [5 empty] | 0 | [7 empty] | 0 |  |  |  |  | #VALUE!
[42 empty] | 0 | 0 | 0 | 0 | [5 empty] | 0 | [7 empty] | 0 |  |  |  |  | #VALUE!
[42 empty] | 0 | 0 | 0 | 0 | [5 empty] | 0 | [7 empty] | 0 |  |  |  |  | #VALUE!
[42 empty] | 0 | 0 | 0 | 0 | [5 empty] | 0 | [7 empty] | 0 |  |  |  |  | #VALUE!
[42 empty] | 0 | 0 | 0 | 0 | [5 empty] | 0 | [7 empty] | 0 |  |  |  |  | #VALUE!
[42 empty] | 0 | 0 | 0 | 0 | [5 empty] | 0 | [7 empty] | 0 |  |  |  |  | #VALUE!
[42 empty] | 0 | 0 | 0 | 0 | [5 empty] | 0 | [7 empty] | 0 |  |  |  |  | #VALUE!
[42 empty] | 0 | 0 | 0 | 0 | [5 empty] | 0 | [7 empty] | 0 |  |  |  |  | #VALUE!
[42 empty] | 0 | 0 | 0 | 0 | [5 empty] | 0 | [7 empty] | 0 |  |  |  |  | #VALUE!
[42 empty] | 0 | 0 | 0 | 0 | [5 empty] | 0 | [7 empty] | 0 |  |  |  |  | #VALUE!
[42 empty] | 0 | 0 | 0 | 0 | [5 empty] | 0 | [7 empty] | 0 |  |  |  |  | #VALUE!
[42 empty] | 0 | 0 | 0 | 0 | [5 empty] | 0 | [7 empty] | 0 |  |  |  |  | #VALUE!
[42 empty] | 0 | 0 | 0 | 0 | [5 empty] | 0 | [7 empty] | 0 |  |  |  |  | #VALUE!
[42 empty] | 0 | 0 | 0 | 0 | [5 empty] | 0 | [7 empty] | 0 |  |  |  |  | #VALUE!
[42 empty] | 0 | 0 | 0 | 0 | [5 empty] | 0 | [7 empty] | 0 |  |  |  |  | #VALUE!
[42 empty] | 0 | 0 | 0 | 0 | [5 empty] | 0 | [7 empty] | 0 |  |  |  |  | #VALUE!
[42 empty] | 0 | 0 | 0 | 0 | [5 empty] | 0 | [7 empty] | 0 |  |  |  |  | #VALUE!
[42 empty] | 0 | 0 | 0 | 0 | [5 empty] | 0 | [7 empty] | 0 |  |  |  |  | #VALUE!
[42 empty] | 0 | 0 | 0 | 0 | [5 empty] | 0 | [7 empty] | 0 |  |  |  |  | #VALUE!
[42 empty] | 0 | 0 | 0 | 0 | [5 empty] | 0 | [7 empty] | 0 |  |  |  |  | #VALUE!
[42 empty] | 0 | 0 | 0 | 0 | [5 empty] | 0 | [7 empty] | 0 |  |  |  |  | #VALUE!
[42 empty] | 0 | 0 | 0 | 0 | [5 empty] | 0 | [7 empty] | 0 |  |  |  |  | #VALUE!
[42 empty] | 0 | 0 | 0 | 0 | [5 empty] | 0 | [7 empty] | 0 |  |  |  |  | #VALUE!
[42 empty] | 0 | 0 | 0 | 0 | [5 empty] | 0 | [7 empty] | 0 |  |  |  |  | #VALUE!
[42 empty] | 0 | 0 | 0 | 0 | [5 empty] | 0 | [7 empty] | 0 |  |  |  |  | #VALUE!
[42 empty] | 0 | 0 | 0 | 0 | [5 empty] | 0 | [7 empty] | 0 |  |  |  |  | #VALUE!
[42 empty] | 0 | 0 | 0 | 0 | [5 empty] | 0 | [7 empty] | 0 |  |  |  |  | #VALUE!
[42 empty] | 0 | 0 | 0 | 0 | [5 empty] | 0 | [7 empty] | 0 |  |  |  |  | #VALUE!
[42 empty] | 0 | 0 | 0 | 0 | [5 empty] | 0 | [7 empty] | 0 |  |  |  |  | #VALUE!
[42 empty] | 0 | 0 | 0 | 0 | [5 empty] | 0 | [7 empty] | 0 |  |  |  |  | #VALUE!
[42 empty] | 0 | 0 | 0 | 0 | [5 empty] | 0 | [7 empty] | 0 |  |  |  |  | #VALUE!
[42 empty] | 0 | 0 | 0 | 0 | [5 empty] | 0 | [7 empty] | 0 |  |  |  |  | #VALUE!
[42 empty] | 0 | 0 | 0 | 0 | [5 empty] | 0 | [7 empty] | 0 |  |  |  |  | #VALUE!
[42 empty] | 0 | 0 | 0 | 0 | [5 empty] | 0 | [7 empty] | 0 |  |  |  |  | #VALUE!
[42 empty] | 0 | 0 | 0 | 0 | [5 empty] | 0 | [7 empty] | 0 |  |  |  |  | #VALUE!
[42 empty] | 0 | 0 | 0 | 0 | [5 empty] | 0 | [7 empty] | 0 |  |  |  |  | #VALUE!
[42 empty] | 0 | 0 | 0 | 0 | [5 empty] | 0 | [7 empty] | 0 |  |  |  |  | #VALUE!
[42 empty] | 0 | 0 | 0 | 0 | [5 empty] | 0 | [7 empty] | 0 |  |  |  |  | #VALUE!
[42 empty] | 0 | 0 | 0 | 0 | [5 empty] | 0 | [7 empty] | 0 |  |  |  |  | #VALUE!
[42 empty] | 0 | 0 | 0 | 0 | [5 empty] | 0 | [7 empty] | 0 |  |  |  |  | #VALUE!
[42 empty] | 0 | 0 | 0 | 0 | [5 empty] | 0 | [7 empty] | 0 |  |  |  |  | #VALUE!
[42 empty] | 0 | 0 | 0 | 0 | [5 empty] | 0 | [7 empty] | 0 |  |  |  |  | #VALUE!
[42 empty] | 0 | 0 | 0 | 0 | [5 empty] | 0 | [7 empty] | 0 |  |  |  |  | #VALUE!
[42 empty] | 0 | 0 | 0 | 0 | [5 empty] | 0 | [7 empty] | 0 |  |  |  |  | #VALUE!
[42 empty] | 0 | 0 | 0 | 0 | [5 empty] | 0 | [7 empty] | 0 |  |  |  |  | #VALUE!
[42 empty] | 0 | 0 | 0 | 0 | [5 empty] | 0 | [7 empty] | 0 |  |  |  |  | #VALUE!
[42 empty] | 0 | 0 | 0 | 0 | [5 empty] | 0 | [7 empty] | 0 |  |  |  |  | #VALUE!
[42 empty] | 0 | 0 | 0 | 0 | [5 empty] | 0 | [7 empty] | 0 |  |  |  |  | #VALUE!
[42 empty] | 0 | 0 | 0 | 0 | [5 empty] | 0 | [7 empty] | 0 |  |  |  |  | #VALUE!
[42 empty] | 0 | 0 | 0 | 0 | [5 empty] | 0 | [7 empty] | 0 |  |  |  |  | #VALUE!
[42 empty] | 0 | 0 | 0 | 0 | [5 empty] | 0 | [7 empty] | 0 |  |  |  |  | #VALUE!
[42 empty] | 0 | 0 | 0 | 0 | [5 empty] | 0 | [7 empty] | 0 |  |  |  |  | #VALUE!
[42 empty] | 0 | 0 | 0 | 0 | [5 empty] | 0 | [7 empty] | 0 |  |  |  |  | #VALUE!
[42 empty] | 0 | 0 | 0 | 0 | [5 empty] | 0 | [7 empty] | 0 |  |  |  |  | #VALUE!
[42 empty] | 0 | 0 | 0 | 0 | [5 empty] | 0 | [7 empty] | 0 |  |  |  |  | #VALUE!
[42 empty] | 0 | 0 | 0 | 0 | [5 empty] | 0 | [7 empty] | 0 |  |  |  |  | #VALUE!
[42 empty] | 0 | 0 | 0 | 0 | [5 empty] | 0 | [7 empty] | 0 |  |  |  |  | #VALUE!
[42 empty] | 0 | 0 | 0 | 0 | [5 empty] | 0 | [7 empty] | 0 |  |  |  |  | #VALUE!
[42 empty] | 0 | 0 | 0 | 0 | [5 empty] | 0 | [7 empty] | 0 |  |  |  |  | #VALUE!
[42 empty] | 0 | 0 | 0 | 0 | [5 empty] | 0 | [7 empty] | 0 |  |  |  |  | #VALUE!
[42 empty] | 0 | 0 | 0 | 0 | [5 empty] | 0 | [7 empty] | 0 |  |  |  |  | #VALUE!
[42 empty] | 0 | 0 | 0 | 0 | [5 empty] | 0 | [7 empty] | 0 |  |  |  |  | #VALUE!
[42 empty] | 0 | 0 | 0 | 0 | [5 empty] | 0 | [7 empty] | 0 |  |  |  |  | #VALUE!
[42 empty] | 0 | 0 | 0 | 0 | [5 empty] | 0 | [7 empty] | 0 |  |  |  |  | #VALUE!
[42 empty] | 0 | 0 | 0 | 0 | [5 empty] | 0 | [7 empty] | 0 |  |  |  |  | #VALUE!
[42 empty] | 0 | 0 | 0 | 0 | [5 empty] | 0 | [7 empty] | 0 |  |  |  |  | #VALUE!
[42 empty] | 0 | 0 | 0 | 0 | [5 empty] | 0 | [7 empty] | 0 |  |  |  |  | #VALUE!
[42 empty] | 0 | 0 | 0 | 0 | [5 empty] | 0 | [7 empty] | 0 |  |  |  |  | #VALUE!
[42 empty] | 0 | 0 | 0 | 0 | [5 empty] | 0 | [7 empty] | 0 |  |  |  |  | #VALUE!
[42 empty] | 0 | 0 | 0 | 0 | [5 empty] | 0 | [7 empty] | 0 |  |  |  |  | #VALUE!
[42 empty] | 0 | 0 | 0 | 0 | [5 empty] | 0 | [7 empty] | 0 |  |  |  |  | #VALUE!
[42 empty] | 0 | 0 | 0 | 0 | [5 empty] | 0 | [7 empty] | 0 |  |  |  |  | #VALUE!
[42 empty] | 0 | 0 | 0 | 0 | [5 empty] | 0 | [7 empty] | 0 |  |  |  |  | #VALUE!
[42 empty] | 0 | 0 | 0 | 0 | [5 empty] | 0 | [7 empty] | 0 |  |  |  |  | #VALUE!
[42 empty] | 0 | 0 | 0 | 0 | [5 empty] | 0 | [7 empty] | 0 |  |  |  |  | #VALUE!
[42 empty] | 0 | 0 | 0 | 0 | [5 empty] | 0 | [7 empty] | 0 |  |  |  |  | #VALUE!
[42 empty] | 0 | 0 | 0 | 0 | [5 empty] | 0 | [7 empty] | 0 |  |  |  |  | #VALUE!
[42 empty] | 0 | 0 | 0 | 0 | [5 empty] | 0 | [7 empty] | 0 |  |  |  |  | #VALUE!
[42 empty] | 0 | 0 | 0 | 0 | [5 empty] | 0 | [7 empty] | 0 |  |  |  |  | #VALUE!
[42 empty] | 0 | 0 | 0 | 0 | [5 empty] | 0 | [7 empty] | 0 |  |  |  |  | #VALUE!
[42 empty] | 0 | 0 | 0 | 0 | [5 empty] | 0 | [7 empty] | 0 |  |  |  |  | #VALUE!
[42 empty] | 0 | 0 | 0 | 0 | [5 empty] | 0 | [7 empty] | 0 |  |  |  |  | #VALUE!
[42 empty] | 0 | 0 | 0 | 0 | [5 empty] | 0 | [7 empty] | 0 |  |  |  |  | #VALUE!
[42 empty] | 0 | 0 | 0 | 0 | [5 empty] | 0 | [7 empty] | 0 |  |  |  |  | #VALUE!
[42 empty] | 0 | 0 | 0 | 0 | [5 empty] | 0 | [7 empty] | 0 |  |  |  |  | #VALUE!
[42 empty] | 0 | 0 | 0 | 0 | [5 empty] | 0 | [7 empty] | 0 |  |  |  |  | #VALUE!
[42 empty] | 0 | 0 | 0 | 0 | [5 empty] | 0 | [7 empty] | 0 |  |  |  |  | #VALUE!
[42 empty] | 0 | 0 | 0 | 0 | [5 empty] | 0 | [7 empty] | 0 |  |  |  |  | #VALUE!
[42 empty] | 0 | 0 | 0 | 0 | [5 empty] | 0 | [7 empty] | 0 |  |  |  |  | #VALUE!
[42 empty] | 0 | 0 | 0 | 0 | [5 empty] | 0 | [7 empty] | 0 |  |  |  |  | #VALUE!
[42 empty] | 0 | 0 | 0 | 0 | [5 empty] | 0 | [7 empty] | 0 |  |  |  |  | #VALUE!
[42 empty] | 0 | 0 | 0 | 0 | [5 empty] | 0 | [7 empty] | 0 |  |  |  |  | #VALUE!
[42 empty] | 0 | 0 | 0 | 0 | [5 empty] | 0 | [7 empty] | 0 |  |  |  |  | #VALUE!
[42 empty] | 0 | 0 | 0 | 0 | [5 empty] | 0 | [7 empty] | 0 |  |  |  |  | #VALUE!
[42 empty] | 0 | 0 | 0 | 0 | [5 empty] | 0 | [7 empty] | 0 |  |  |  |  | #VALUE!
[42 empty] | 0 | 0 | 0 | 0 | [5 empty] | 0 | [7 empty] | 0 |  |  |  |  | #VALUE!
[42 empty] | 0 | 0 | 0 | 0 | [5 empty] | 0 | [7 empty] | 0 |  |  |  |  | #VALUE!
[42 empty] | 0 | 0 | 0 | 0 | [5 empty] | 0 | [7 empty] | 0 |  |  |  |  | #VALUE!
[42 empty] | 0 | 0 | 0 | 0 | [5 empty] | 0 | [7 empty] | 0 |  |  |  |  | #VALUE!
[42 empty] | 0 | 0 | 0 | 0 | [5 empty] | 0 | [7 empty] | 0 |  |  |  |  | #VALUE!
[42 empty] | 0 | 0 | 0 | 0 | [5 empty] | 0 | [7 empty] | 0 |  |  |  |  | #VALUE!
[42 empty] | 0 | 0 | 0 | 0 | [5 empty] | 0 | [7 empty] | 0 |  |  |  |  | #VALUE!
[42 empty] | 0 | 0 | 0 | 0 | [5 empty] | 0 | [7 empty] | 0 |  |  |  |  | #VALUE!
[42 empty] | 0 | 0 | 0 | 0 | [5 empty] | 0 | [7 empty] | 0 |  |  |  |  | #VALUE!
[42 empty] | 0 | 0 | 0 | 0 | [5 empty] | 0 | [7 empty] | 0 |  |  |  |  | #VALUE!
[42 empty] | 0 | 0 | 0 | 0 | [5 empty] | 0 | [7 empty] | 0 |  |  |  |  | #VALUE!
[42 empty] | 0 | 0 | 0 | 0 | [5 empty] | 0 | [7 empty] | 0 |  |  |  |  | #VALUE!
[42 empty] | 0 | 0 | 0 | 0 | [5 empty] | 0 | [7 empty] | 0 |  |  |  |  | #VALUE!
[42 empty] | 0 | 0 | 0 | 0 | [5 empty] | 0 | [7 empty] | 0 |  |  |  |  | #VALUE!
[42 empty] | 0 | 0 | 0 | 0 | [5 empty] | 0 | [7 empty] | 0 |  |  |  |  | #VALUE!
[42 empty] | 0 | 0 | 0 | 0 | [5 empty] | 0 | [7 empty] | 0 |  |  |  |  | #VALUE!
[42 empty] | 0 | 0 | 0 | 0 | [5 empty] | 0 | [7 empty] | 0 |  |  |  |  | #VALUE!
[42 empty] | 0 | 0 | 0 | 0 | [5 empty] | 0 | [7 empty] | 0 |  |  |  |  | #VALUE!
[42 empty] | 0 | 0 | 0 | 0 | [5 empty] | 0 | [7 empty] | 0 |  |  |  |  | #VALUE!
[42 empty] | 0 | 0 | 0 | 0 | [5 empty] | 0 | [7 empty] | 0 |  |  |  |  | #VALUE!
[42 empty] | 0 | 0 | 0 | 0 | [5 empty] | 0 | [7 empty] | 0 |  |  |  |  | #VALUE!
[42 empty] | 0 | 0 | 0 | 0 | [5 empty] | 0 | [7 empty] | 0 |  |  |  |  | #VALUE!
[42 empty] | 0 | 0 | 0 | 0 | [5 empty] | 0 | [7 empty] | 0 |  |  |  |  | #VALUE!
[42 empty] | 0 | 0 | 0 | 0 | [5 empty] | 0 | [7 empty] | 0 |  |  |  |  | #VALUE!
[42 empty] | 0 | 0 | 0 | 0 | [5 empty] | 0 | [7 empty] | 0 |  |  |  |  | #VALUE!
[42 empty] | 0 | 0 | 0 | 0 | [5 empty] | 0 | [7 empty] | 0 |  |  |  |  | #VALUE!
[42 empty] | 0 | 0 | 0 | 0 | [5 empty] | 0 | [7 empty] | 0 |  |  |  |  | #VALUE!
[42 empty] | 0 | 0 | 0 | 0 | [5 empty] | 0 | [7 empty] | 0 |  |  |  |  | #VALUE!
[42 empty] | 0 | 0 | 0 | 0 | [5 empty] | 0 | [7 empty] | 0 |  |  |  |  | #VALUE!
[42 empty] | 0 | 0 | 0 | 0 | [5 empty] | 0 | [7 empty] | 0 |  |  |  |  | #VALUE!
[42 empty] | 0 | 0 | 0 | 0 | [5 empty] | 0 | [7 empty] | 0 |  |  |  |  | #VALUE!
[42 empty] | 0 | 0 | 0 | 0 | [5 empty] | 0 | [7 empty] | 0 |  |  |  |  | #VALUE!
[42 empty] | 0 | 0 | 0 | 0 | [5 empty] | 0 | [7 empty] | 0 |  |  |  |  | #VALUE!
[42 empty] | 0 | 0 | 0 | 0 | [5 empty] | 0 | [7 empty] | 0 |  |  |  |  | #VALUE!
[42 empty] | 0 | 0 | 0 | 0 | [5 empty] | 0 | [7 empty] | 0 |  |  |  |  | #VALUE!
[42 empty] | 0 | 0 | 0 | 0 | [5 empty] | 0 | [7 empty] | 0 |  |  |  |  | #VALUE!
[42 empty] | 0 | 0 | 0 | 0 | [5 empty] | 0 | [7 empty] | 0 |  |  |  |  | #VALUE!
[42 empty] | 0 | 0 | 0 | 0 | [5 empty] | 0 | [7 empty] | 0 |  |  |  |  | #VALUE!
[42 empty] | 0 | 0 | 0 | 0 | [5 empty] | 0 | [7 empty] | 0 |  |  |  |  | #VALUE!
[42 empty] | 0 | 0 | 0 | 0 | [5 empty] | 0 | [7 empty] | 0 |  |  |  |  | #VALUE!
[42 empty] | 0 | 0 | 0 | 0 | [5 empty] | 0 | [7 empty] | 0 |  |  |  |  | #VALUE!
[42 empty] | 0 | 0 | 0 | 0 | [5 empty] | 0 | [7 empty] | 0 |  |  |  |  | #VALUE!
[42 empty] | 0 | 0 | 0 | 0 | [5 empty] | 0 | [7 empty] | 0 |  |  |  |  | #VALUE!
[42 empty] | 0 | 0 | 0 | 0 | [5 empty] | 0 | [7 empty] | 0 |  |  |  |  | #VALUE!
[42 empty] | 0 | 0 | 0 | 0 | [5 empty] | 0 | [7 empty] | 0 |  |  |  |  | #VALUE!
[42 empty] | 0 | 0 | 0 | 0 | [5 empty] | 0 | [7 empty] | 0 |  |  |  |  | #VALUE!
[42 empty] | 0 | 0 | 0 | 0 | [5 empty] | 0 | [7 empty] | 0 |  |  |  |  | #VALUE!
[42 empty] | 0 | 0 | 0 | 0 | [5 empty] | 0 | [7 empty] | 0 |  |  |  |  | #VALUE!
[42 empty] | 0 | 0 | 0 | 0 | [5 empty] | 0 | [7 empty] | 0 |  |  |  |  | #VALUE!
[42 empty] | 0 | 0 | 0 | 0 | [5 empty] | 0 | [7 empty] | 0 |  |  |  |  | #VALUE!
[42 empty] | 0 | 0 | 0 | 0 | [5 empty] | 0 | [7 empty] | 0 |  |  |  |  | #VALUE!
[42 empty] | 0 | 0 | 0 | 0 | [5 empty] | 0 | [7 empty] | 0 |  |  |  |  | #VALUE!
[42 empty] | 0 | 0 | 0 | 0 | [5 empty] | 0 | [7 empty] | 0 |  |  |  |  | #VALUE!
[42 empty] | 0 | 0 | 0 | 0 | [5 empty] | 0 | [7 empty] | 0 |  |  |  |  | #VALUE!
[42 empty] | 0 | 0 | 0 | 0 | [5 empty] | 0 | [7 empty] | 0 |  |  |  |  | #VALUE!
[42 empty] | 0 | 0 | 0 | 0 | [5 empty] | 0 | [7 empty] | 0 |  |  |  |  | #VALUE!
[42 empty] | 0 | 0 | 0 | 0 | [5 empty] | 0 | [7 empty] | 0 |  |  |  |  | #VALUE!
[42 empty] | 0 | 0 | 0 | 0 | [5 empty] | 0 | [7 empty] | 0 |  |  |  |  | #VALUE!
[42 empty] | 0 | 0 | 0 | 0 | [5 empty] | 0 | [7 empty] | 0 |  |  |  |  | #VALUE!
[42 empty] | 0 | 0 | 0 | 0 | [5 empty] | 0 | [7 empty] | 0 |  |  |  |  | #VALUE!
[42 empty] | 0 | 0 | 0 | 0 | [5 empty] | 0 | [7 empty] | 0 |  |  |  |  | #VALUE!
[42 empty] | 0 | 0 | 0 | 0 | [5 empty] | 0 | [7 empty] | 0 |  |  |  |  | #VALUE!
[42 empty] | 0 | 0 | 0 | 0 | [5 empty] | 0 | [7 empty] | 0 |  |  |  |  | #VALUE!
[42 empty] | 0 | 0 | 0 | 0 | [5 empty] | 0 | [7 empty] | 0 |  |  |  |  | #VALUE!
[42 empty] | 0 | 0 | 0 | 0 | [5 empty] | 0 | [7 empty] | 0 |  |  |  |  | #VALUE!
[42 empty] | 0 | 0 | 0 | 0 | [5 empty] | 0 | [7 empty] | 0 |  |  |  |  | #VALUE!
[42 empty] | 0 | 0 | 0 | 0 | [5 empty] | 0 | [7 empty] | 0 |  |  |  |  | #VALUE!
[42 empty] | 0 | 0 | 0 | 0 | [5 empty] | 0 | [7 empty] | 0 |  |  |  |  | #VALUE!
[42 empty] | 0 | 0 | 0 | 0 | [5 empty] | 0 | [7 empty] | 0 |  |  |  |  | #VALUE!
[42 empty] | 0 | 0 | 0 | 0 | [5 empty] | 0 | [7 empty] | 0 |  |  |  |  | #VALUE!
[42 empty] | 0 | 0 | 0 | 0 | [5 empty] | 0 | [7 empty] | 0 |  |  |  |  | #VALUE!
[42 empty] | 0 | 0 | 0 | 0 | [5 empty] | 0 | [7 empty] | 0 |  |  |  |  | #VALUE!
[42 empty] | 0 | 0 | 0 | 0 | [5 empty] | 0 | [7 empty] | 0 |  |  |  |  | #VALUE!
[42 empty] | 0 | 0 | 0 | 0 | [5 empty] | 0 | [7 empty] | 0 |  |  |  |  | #VALUE!
[42 empty] | 0 | 0 | 0 | 0 | [5 empty] | 0 | [7 empty] | 0 |  |  |  |  | #VALUE!
[42 empty] | 0 | 0 | 0 | 0 | [5 empty] | 0 | [7 empty] | 0 |  |  |  |  | #VALUE!
[42 empty] | 0 | 0 | 0 | 0 | [5 empty] | 0 | [7 empty] | 0 |  |  |  |  | #VALUE!
[42 empty] | 0 | 0 | 0 | 0 | [5 empty] | 0 | [7 empty] | 0 |  |  |  |  | #VALUE!
[42 empty] | 0 | 0 | 0 | 0 | [5 empty] | 0 | [7 empty] | 0 |  |  |  |  | #VALUE!
[42 empty] | 0 | 0 | 0 | 0 | [5 empty] | 0 | [7 empty] | 0 |  |  |  |  | #VALUE!
[42 empty] | 0 | 0 | 0 | 0 | [5 empty] | 0 | [7 empty] | 0 |  |  |  |  | #VALUE!
[42 empty] | 0 | 0 | 0 | 0 | [5 empty] | 0 | [7 empty] | 0 |  |  |  |  | #VALUE!
[42 empty] | 0 | 0 | 0 | 0 | [5 empty] | 0 | [7 empty] | 0 |  |  |  |  | #VALUE!
[42 empty] | 0 | 0 | 0 | 0 | [5 empty] | 0 | [7 empty] | 0 |  |  |  |  | #VALUE!
[42 empty] | 0 | 0 | 0 | 0 | [5 empty] | 0 | [7 empty] | 0 |  |  |  |  | #VALUE!
[42 empty] | 0 | 0 | 0 | 0 | [5 empty] | 0 | [7 empty] | 0 |  |  |  |  | #VALUE!
[42 empty] | 0 | 0 | 0 | 0 | [5 empty] | 0 | [7 empty] | 0 |  |  |  |  | #VALUE!
[42 empty] | 0 | 0 | 0 | 0 | [5 empty] | 0 | [7 empty] | 0 |  |  |  |  | #VALUE!
[42 empty] | 0 | 0 | 0 | 0 | [5 empty] | 0 | [7 empty] | 0 |  |  |  |  | #VALUE!
[42 empty] | 0 | 0 | 0 | 0 | [5 empty] | 0 | [7 empty] | 0 |  |  |  |  | #VALUE!
[42 empty] | 0 | 0 | 0 | 0 | [5 empty] | 0 | [7 empty] | 0 |  |  |  |  | #VALUE!
[42 empty] | 0 | 0 | 0 | 0 | [5 empty] | 0 | [7 empty] | 0 |  |  |  |  | #VALUE!
[42 empty] | 0 | 0 | 0 | 0 | [5 empty] | 0 | [7 empty] | 0 |  |  |  |  | #VALUE!
[42 empty] | 0 | 0 | 0 | 0 | [5 empty] | 0 | [7 empty] | 0 |  |  |  |  | #VALUE!
[42 empty] | 0 | 0 | 0 | 0 | [5 empty] | 0 | [7 empty] | 0 |  |  |  |  | #VALUE!
[42 empty] | 0 | 0 | 0 | 0 | [5 empty] | 0 | [7 empty] | 0 |  |  |  |  | #VALUE!
[42 empty] | 0 | 0 | 0 | 0 | [5 empty] | 0 | [7 empty] | 0 |  |  |  |  | #VALUE!
[42 empty] | 0 | 0 | 0 | 0 | [5 empty] | 0 | [7 empty] | 0 |  |  |  |  | #VALUE!
[42 empty] | 0 | 0 | 0 | 0 | [5 empty] | 0 | [7 empty] | 0 |  |  |  |  | #VALUE!
[42 empty] | 0 | 0 | 0 | 0 | [5 empty] | 0 | [7 empty] | 0 |  |  |  |  | #VALUE!
[42 empty] | 0 | 0 | 0 | 0 | [5 empty] | 0 | [7 empty] | 0 |  |  |  |  | #VALUE!
[42 empty] | 0 | 0 | 0 | 0 | [5 empty] | 0 | [7 empty] | 0 |  |  |  |  | #VALUE!
[42 empty] | 0 | 0 | 0 | 0 | [5 empty] | 0 | [7 empty] | 0 |  |  |  |  | #VALUE!
[42 empty] | 0 | 0 | 0 | 0 | [5 empty] | 0 | [7 empty] | 0 |  |  |  |  | #VALUE!
[42 empty] | 0 | 0 | 0 | 0 | [5 empty] | 0 | [7 empty] | 0 |  |  |  |  | #VALUE!
[42 empty] | 0 | 0 | 0 | 0 | [5 empty] | 0 | [7 empty] | 0 |  |  |  |  | #VALUE!
[42 empty] | 0 | 0 | 0 | 0 | [5 empty] | 0 | [7 empty] | 0 |  |  |  |  | #VALUE!
[42 empty] | 0 | 0 | 0 | 0 | [5 empty] | 0 | [7 empty] | 0 |  |  |  |  | #VALUE!
[42 empty] | 0 | 0 | 0 | 0 | [5 empty] | 0 | [7 empty] | 0 |  |  |  |  | #VALUE!
[42 empty] | 0 | 0 | 0 | 0 | [5 empty] | 0 | [7 empty] | 0 |  |  |  |  | #VALUE!
[42 empty] | 0 | 0 | 0 | 0 | [5 empty] | 0 | [7 empty] | 0 |  |  |  |  | #VALUE!
[42 empty] | 0 | 0 | 0 | 0 | [5 empty] | 0 | [7 empty] | 0 |  |  |  |  | #VALUE!
[42 empty] | 0 | 0 | 0 | 0 | [5 empty] | 0 | [7 empty] | 0 |  |  |  |  | #VALUE!
[42 empty] | 0 | 0 | 0 | 0 | [5 empty] | 0 | [7 empty] | 0 |  |  |  |  | #VALUE!
[42 empty] | 0 | 0 | 0 | 0 | [5 empty] | 0 | [7 empty] | 0 |  |  |  |  | #VALUE!
[42 empty] | 0 | 0 | 0 | 0 | [5 empty] | 0 | [7 empty] | 0 |  |  |  |  | #VALUE!
[42 empty] | 0 | 0 | 0 | 0 | [5 empty] | 0 | [7 empty] | 0 |  |  |  |  | #VALUE!
[42 empty] | 0 | 0 | 0 | 0 | [5 empty] | 0 | [7 empty] | 0 |  |  |  |  | #VALUE!
[42 empty] | 0 | 0 | 0 | 0 | [5 empty] | 0 | [7 empty] | 0 |  |  |  |  | #VALUE!
[42 empty] | 0 | 0 | 0 | 0 | [5 empty] | 0 | [7 empty] | 0 |  |  |  |  | #VALUE!
[42 empty] | 0 | 0 | 0 | 0 | [5 empty] | 0 | [7 empty] | 0 |  |  |  |  | #VALUE!
[42 empty] | 0 | 0 | 0 | 0 | [5 empty] | 0 | [7 empty] | 0 |  |  |  |  | #VALUE!
[42 empty] | 0 | 0 | 0 | 0 | [5 empty] | 0 | [7 empty] | 0 |  |  |  |  | #VALUE!
[42 empty] | 0 | 0 | 0 | 0 | [5 empty] | 0 | [7 empty] | 0 |  |  |  |  | #VALUE!
[42 empty] | 0 | 0 | 0 | 0 | [5 empty] | 0 | [7 empty] | 0 |  |  |  |  | #VALUE!
[42 empty] | 0 | 0 | 0 | 0 | [5 empty] | 0 | [7 empty] | 0 |  |  |  |  | #VALUE!
[42 empty] | 0 | 0 | 0 | 0 | [5 empty] | 0 | [7 empty] | 0 |  |  |  |  | #VALUE!
[42 empty] | 0 | 0 | 0 | 0 | [5 empty] | 0 | [7 empty] | 0 |  |  |  |  | #VALUE!
[42 empty] | 0 | 0 | 0 | 0 | [5 empty] | 0 | [7 empty] | 0 |  |  |  |  | #VALUE!
[42 empty] | 0 | 0 | 0 | 0 | [5 empty] | 0 | [7 empty] | 0 |  |  |  |  | #VALUE!
[42 empty] | 0 | 0 | 0 | 0 | [5 empty] | 0 | [7 empty] | 0 |  |  |  |  | #VALUE!
[42 empty] | 0 | 0 | 0 | 0 | [5 empty] | 0 | [7 empty] | 0 |  |  |  |  | #VALUE!
[42 empty] | 0 | 0 | 0 | 0 | [5 empty] | 0 | [7 empty] | 0 |  |  |  |  | #VALUE!
[42 empty] | 0 | 0 | 0 | 0 | [5 empty] | 0 | [7 empty] | 0 |  |  |  |  | #VALUE!
[42 empty] | 0 | 0 | 0 | 0 | [5 empty] | 0 | [7 empty] | 0 |  |  |  |  | #VALUE!
[42 empty] | 0 | 0 | 0 | 0 | [5 empty] | 0 | [7 empty] | 0 |  |  |  |  | #VALUE!
[42 empty] | 0 | 0 | 0 | 0 | [5 empty] | 0 | [7 empty] | 0 |  |  |  |  | #VALUE!
[42 empty] | 0 | 0 | 0 | 0 | [5 empty] | 0 | [7 empty] | 0 |  |  |  |  | #VALUE!
[42 empty] | 0 | 0 | 0 | 0 | [5 empty] | 0 | [7 empty] | 0 |  |  |  |  | #VALUE!
[42 empty] | 0 | 0 | 0 | 0 | [5 empty] | 0 | [7 empty] | 0 |  |  |  |  | #VALUE!
[42 empty] | 0 | 0 | 0 | 0 | [5 empty] | 0 | [7 empty] | 0 |  |  |  |  | #VALUE!
[42 empty] | 0 | 0 | 0 | 0 | [5 empty] | 0 | [7 empty] | 0 |  |  |  |  | #VALUE!
[42 empty] | 0 | 0 | 0 | 0 | [5 empty] | 0 | [7 empty] | 0 |  |  |  |  | #VALUE!
[42 empty] | 0 | 0 | 0 | 0 | [5 empty] | 0 | [7 empty] | 0 |  |  |  |  | #VALUE!
[42 empty] | 0 | 0 | 0 | 0 | [5 empty] | 0 | [7 empty] | 0 |  |  |  |  | #VALUE!
[42 empty] | 0 | 0 | 0 | 0 | [5 empty] | 0 | [7 empty] | 0 |  |  |  |  | #VALUE!
[42 empty] | 0 | 0 | 0 | 0 | [5 empty] | 0 | [7 empty] | 0 |  |  |  |  | #VALUE!
[42 empty] | 0 | 0 | 0 | 0 | [5 empty] | 0 | [7 empty] | 0 |  |  |  |  | #VALUE!
[42 empty] | 0 | 0 | 0 | 0 | [5 empty] | 0 | [7 empty] | 0 |  |  |  |  | #VALUE!
[42 empty] | 0 | 0 | 0 | 0 | [5 empty] | 0 | [7 empty] | 0 |  |  |  |  | #VALUE!
[42 empty] | 0 | 0 | 0 | 0 | [5 empty] | 0 | [7 empty] | 0 |  |  |  |  | #VALUE!
[42 empty] | 0 | 0 | 0 | 0 | [5 empty] | 0 | [7 empty] | 0 |  |  |  |  | #VALUE!
[42 empty] | 0 | 0 | 0 | 0 | [5 empty] | 0 | [7 empty] | 0 |  |  |  |  | #VALUE!
[42 empty] | 0 | 0 | 0 | 0 | [5 empty] | 0 | [7 empty] | 0 |  |  |  |  | #VALUE!
[42 empty] | 0 | 0 | 0 | 0 | [5 empty] | 0 | [7 empty] | 0 |  |  |  |  | #VALUE!
[42 empty] | 0 | 0 | 0 | 0 | [5 empty] | 0 | [7 empty] | 0 |  |  |  |  | #VALUE!
[42 empty] | 0 | 0 | 0 | 0 | [5 empty] | 0 | [7 empty] | 0 |  |  |  |  | #VALUE!
[42 empty] | 0 | 0 | 0 | 0 | [5 empty] | 0 | [7 empty] | 0 |  |  |  |  | #VALUE!
[42 empty] | 0 | 0 | 0 | 0 | [5 empty] | 0 | [7 empty] | 0 |  |  |  |  | #VALUE!
[42 empty] | 0 | 0 | 0 | 0 | [5 empty] | 0 | [7 empty] | 0 |  |  |  |  | #VALUE!
[42 empty] | 0 | 0 | 0 | 0 | [5 empty] | 0 | [7 empty] | 0 |  |  |  |  | #VALUE!
[42 empty] | 0 | 0 | 0 | 0 | [5 empty] | 0 | [7 empty] | 0 |  |  |  |  | #VALUE!
[42 empty] | 0 | 0 | 0 | 0 | [5 empty] | 0 | [7 empty] | 0 |  |  |  |  | #VALUE!
[42 empty] | 0 | 0 | 0 | 0 | [5 empty] | 0 | [7 empty] | 0 |  |  |  |  | #VALUE!
[42 empty] | 0 | 0 | 0 | 0 | [5 empty] | 0 | [7 empty] | 0 |  |  |  |  | #VALUE!
[42 empty] | 0 | 0 | 0 | 0 | [5 empty] | 0 | [7 empty] | 0 |  |  |  |  | #VALUE!
[42 empty] | 0 | 0 | 0 | 0 | [5 empty] | 0 | [7 empty] | 0 |  |  |  |  | #VALUE!
[42 empty] | 0 | 0 | 0 | 0 | [5 empty] | 0 | [7 empty] | 0 |  |  |  |  | #VALUE!
[42 empty] | 0 | 0 | 0 | 0 | [5 empty] | 0 | [7 empty] | 0 |  |  |  |  | #VALUE!
[42 empty] | 0 | 0 | 0 | 0 | [5 empty] | 0 | [7 empty] | 0 |  |  |  |  | #VALUE!
[42 empty] | 0 | 0 | 0 | 0 | [5 empty] | 0 | [7 empty] | 0 |  |  |  |  | #VALUE!
[42 empty] | 0 | 0 | 0 | 0 | [5 empty] | 0 | [7 empty] | 0 |  |  |  |  | #VALUE!
[42 empty] | 0 | 0 | 0 | 0 | [5 empty] | 0 | [7 empty] | 0 |  |  |  |  | #VALUE!
[42 empty] | 0 | 0 | 0 | 0 | [5 empty] | 0 | [7 empty] | 0 |  |  |  |  | #VALUE!
[42 empty] | 0 | 0 | 0 | 0 | [5 empty] | 0 | [7 empty] | 0 |  |  |  |  | #VALUE!
[42 empty] | 0 | 0 | 0 | 0 | [5 empty] | 0 | [7 empty] | 0 |  |  |  |  | #VALUE!
[42 empty] | 0 | 0 | 0 | 0 | [5 empty] | 0 | [7 empty] | 0 |  |  |  |  | #VALUE!
[42 empty] | 0 | 0 | 0 | 0 | [5 empty] | 0 | [7 empty] | 0 |  |  |  |  | #VALUE!
[42 empty] | 0 | 0 | 0 | 0 | [5 empty] | 0 | [7 empty] | 0 |  |  |  |  | #VALUE!
[42 empty] | 0 | 0 | 0 | 0 | [5 empty] | 0 | [7 empty] | 0 |  |  |  |  | #VALUE!
[42 empty] | 0 | 0 | 0 | 0 | [5 empty] | 0 | [7 empty] | 0 |  |  |  |  | #VALUE!
[42 empty] | 0 | 0 | 0 | 0 | [5 empty] | 0 | [7 empty] | 0 |  |  |  |  | #VALUE!
[42 empty] | 0 | 0 | 0 | 0 | [5 empty] | 0 | [7 empty] | 0 |  |  |  |  | #VALUE!
[42 empty] | 0 | 0 | 0 | 0 | [5 empty] | 0 | [7 empty] | 0 |  |  |  |  | #VALUE!
[42 empty] | 0 | 0 | 0 | 0 | [5 empty] | 0 | [7 empty] | 0 |  |  |  |  | #VALUE!
[42 empty] | 0 | 0 | 0 | 0 | [5 empty] | 0 | [7 empty] | 0 |  |  |  |  | #VALUE!
[42 empty] | 0 | 0 | 0 | 0 | [5 empty] | 0 | [7 empty] | 0 |  |  |  |  | #VALUE!
[42 empty] | 0 | 0 | 0 | 0 | [5 empty] | 0 | [7 empty] | 0 |  |  |  |  | #VALUE!
[42 empty] | 0 | 0 | 0 | 0 | [5 empty] | 0 | [7 empty] | 0 |  |  |  |  | #VALUE!
[42 empty] | 0 | 0 | 0 | 0 | [5 empty] | 0 | [7 empty] | 0 |  |  |  |  | #VALUE!
[42 empty] | 0 | 0 | 0 | 0 | [5 empty] | 0 | [7 empty] | 0 |  |  |  |  | #VALUE!
[42 empty] | 0 | 0 | 0 | 0 | [5 empty] | 0 | [7 empty] | 0 |  |  |  |  | #VALUE!
[42 empty] | 0 | 0 | 0 | 0 | [5 empty] | 0 | [7 empty] | 0 |  |  |  |  | #VALUE!
[42 empty] | 0 | 0 | 0 | 0 | [5 empty] | 0 | [7 empty] | 0 |  |  |  |  | #VALUE!
[42 empty] | 0 | 0 | 0 | 0 | [5 empty] | 0 | [7 empty] | 0 |  |  |  |  | #VALUE!
[42 empty] | 0 | 0 | 0 | 0 | [5 empty] | 0 | [7 empty] | 0 |  |  |  |  | #VALUE!
[42 empty] | 0 | 0 | 0 | 0 | [5 empty] | 0 | [7 empty] | 0 |  |  |  |  | #VALUE!
[42 empty] | 0 | 0 | 0 | 0 | [5 empty] | 0 | [7 empty] | 0 |  |  |  |  | #VALUE!
[42 empty] | 0 | 0 | 0 | 0 | [5 empty] | 0 | [7 empty] | 0 |  |  |  |  | #VALUE!
[42 empty] | 0 | 0 | 0 | 0 | [5 empty] | 0 | [7 empty] | 0 |  |  |  |  | #VALUE!
[42 empty] | 0 | 0 | 0 | 0 | [5 empty] | 0 | [7 empty] | 0 |  |  |  |  | #VALUE!
[42 empty] | 0 | 0 | 0 | 0 | [5 empty] | 0 | [7 empty] | 0 |  |  |  |  | #VALUE!
[42 empty] | 0 | 0 | 0 | 0 | [5 empty] | 0 | [7 empty] | 0 |  |  |  |  | #VALUE!
[42 empty] | 0 | 0 | 0 | 0 | [5 empty] | 0 | [7 empty] | 0 |  |  |  |  | #VALUE!
[42 empty] | 0 | 0 | 0 | 0 | [5 empty] | 0 | [7 empty] | 0 |  |  |  |  | #VALUE!
[42 empty] | 0 | 0 | 0 | 0 | [5 empty] | 0 | [7 empty] | 0 |  |  |  |  | #VALUE!
[42 empty] | 0 | 0 | 0 | 0 | [5 empty] | 0 | [7 empty] | 0 |  |  |  |  | #VALUE!
[42 empty] | 0 | 0 | 0 | 0 | [5 empty] | 0 | [7 empty] | 0 |  |  |  |  | #VALUE!
[42 empty] | 0 | 0 | 0 | 0 | [5 empty] | 0 | [7 empty] | 0 |  |  |  |  | #VALUE!
[42 empty] | 0 | 0 | 0 | 0 | [5 empty] | 0 | [7 empty] | 0 |  |  |  |  | #VALUE!
[42 empty] | 0 | 0 | 0 | 0 | [5 empty] | 0 | [7 empty] | 0 |  |  |  |  | #VALUE!
[42 empty] | 0 | 0 | 0 | 0 | [5 empty] | 0 | [7 empty] | 0 |  |  |  |  | #VALUE!
[42 empty] | 0 | 0 | 0 | 0 | [5 empty] | 0 | [7 empty] | 0 |  |  |  |  | #VALUE!
[42 empty] | 0 | 0 | 0 | 0 | [5 empty] | 0 | [7 empty] | 0 |  |  |  |  | #VALUE!
[42 empty] | 0 | 0 | 0 | 0 | [5 empty] | 0 | [7 empty] | 0 |  |  |  |  | #VALUE!
[42 empty] | 0 | 0 | 0 | 0 | [5 empty] | 0 | [7 empty] | 0 |  |  |  |  | #VALUE!
[42 empty] | 0 | 0 | 0 | 0 | [5 empty] | 0 | [7 empty] | 0 |  |  |  |  | #VALUE!
[42 empty] | 0 | 0 | 0 | 0 | [5 empty] | 0 | [7 empty] | 0 |  |  |  |  | #VALUE!
[42 empty] | 0 | 0 | 0 | 0 | [5 empty] | 0 | [7 empty] | 0 |  |  |  |  | #VALUE!
[42 empty] | 0 | 0 | 0 | 0 | [5 empty] | 0 | [7 empty] | 0 |  |  |  |  | #VALUE!
[42 empty] | 0 | 0 | 0 | 0 | [5 empty] | 0 | [7 empty] | 0 |  |  |  |  | #VALUE!
[42 empty] | 0 | 0 | 0 | 0 | [5 empty] | 0 | [7 empty] | 0 |  |  |  |  | #VALUE!
[42 empty] | 0 | 0 | 0 | 0 | [5 empty] | 0 | [7 empty] | 0 |  |  |  |  | #VALUE!
[42 empty] | 0 | 0 | 0 | 0 | [5 empty] | 0 | [7 empty] | 0 |  |  |  |  | #VALUE!
[42 empty] | 0 | 0 | 0 | 0 | [5 empty] | 0 | [7 empty] | 0 |  |  |  |  | #VALUE!
[42 empty] | 0 | 0 | 0 | 0 | [5 empty] | 0 | [7 empty] | 0 |  |  |  |  | #VALUE!
[42 empty] | 0 | 0 | 0 | 0 | [5 empty] | 0 | [7 empty] | 0 |  |  |  |  | #VALUE!
[42 empty] | 0 | 0 | 0 | 0 | [5 empty] | 0 | [7 empty] | 0 |  |  |  |  | #VALUE!
[42 empty] | 0 | 0 | 0 | 0 | [5 empty] | 0 | [7 empty] | 0 |  |  |  |  | #VALUE!
[42 empty] | 0 | 0 | 0 | 0 | [5 empty] | 0 | [7 empty] | 0 |  |  |  |  | #VALUE!
[42 empty] | 0 | 0 | 0 | 0 | [5 empty] | 0 | [7 empty] | 0 |  |  |  |  | #VALUE!
[42 empty] | 0 | 0 | 0 | 0 | [5 empty] | 0 | [7 empty] | 0 |  |  |  |  | #VALUE!
[42 empty] | 0 | 0 | 0 | 0 | [5 empty] | 0 | [7 empty] | 0 |  |  |  |  | #VALUE!
[42 empty] | 0 | 0 | 0 | 0 | [5 empty] | 0 | [7 empty] | 0 |  |  |  |  | #VALUE!
[42 empty] | 0 | 0 | 0 | 0 | [5 empty] | 0 | [7 empty] | 0 |  |  |  |  | #VALUE!
[42 empty] | 0 | 0 | 0 | 0 | [5 empty] | 0 | [7 empty] | 0 |  |  |  |  | #VALUE!
[42 empty] | 0 | 0 | 0 | 0 | [5 empty] | 0 | [7 empty] | 0 |  |  |  |  | #VALUE!
[42 empty] | 0 | 0 | 0 | 0 | [5 empty] | 0 | [7 empty] | 0 |  |  |  |  | #VALUE!
[42 empty] | 0 | 0 | 0 | 0 | [5 empty] | 0 | [7 empty] | 0 |  |  |  |  | #VALUE!
[42 empty] | 0 | 0 | 0 | 0 | [5 empty] | 0 | [7 empty] | 0 |  |  |  |  | #VALUE!
[42 empty] | 0 | 0 | 0 | 0 | [5 empty] | 0 | [7 empty] | 0 |  |  |  |  | #VALUE!
[42 empty] | 0 | 0 | 0 | 0 | [5 empty] | 0 | [7 empty] | 0 |  |  |  |  | #VALUE!
[42 empty] | 0 | 0 | 0 | 0 | [5 empty] | 0 | [7 empty] | 0 |  |  |  |  | #VALUE!
[42 empty] | 0 | 0 | 0 | 0 | [5 empty] | 0 | [7 empty] | 0 |  |  |  |  | #VALUE!
[42 empty] | 0 | 0 | 0 | 0 | [5 empty] | 0 | [7 empty] | 0 |  |  |  |  | #VALUE!
[42 empty] | 0 | 0 | 0 | 0 | [5 empty] | 0 | [7 empty] | 0 |  |  |  |  | #VALUE!
[42 empty] | 0 | 0 | 0 | 0 | [5 empty] | 0 | [7 empty] | 0 |  |  |  |  | #VALUE!
[42 empty] | 0 | 0 | 0 | 0 | [5 empty] | 0 | [7 empty] | 0 |  |  |  |  | #VALUE!
[42 empty] | 0 | 0 | 0 | 0 | [5 empty] | 0 | [7 empty] | 0 |  |  |  |  | #VALUE!
[42 empty] | 0 | 0 | 0 | 0 | [5 empty] | 0 | [7 empty] | 0 |  |  |  |  | #VALUE!
[42 empty] | 0 | 0 | 0 | 0 | [5 empty] | 0 | [7 empty] | 0 |  |  |  |  | #VALUE!
[42 empty] | 0 | 0 | 0 | 0 | [5 empty] | 0 | [7 empty] | 0 |  |  |  |  | #VALUE!
[42 empty] | 0 | 0 | 0 | 0 | [5 empty] | 0 | [7 empty] | 0 |  |  |  |  | #VALUE!
[42 empty] | 0 | 0 | 0 | 0 | [5 empty] | 0 | [7 empty] | 0 |  |  |  |  | #VALUE!
[42 empty] | 0 | 0 | 0 | 0 | [5 empty] | 0 | [7 empty] | 0 |  |  |  |  | #VALUE!
[42 empty] | 0 | 0 | 0 | 0 | [5 empty] | 0 | [7 empty] | 0 |  |  |  |  | #VALUE!
[42 empty] | 0 | 0 | 0 | 0 | [5 empty] | 0 | [7 empty] | 0 |  |  |  |  | #VALUE!
[42 empty] | 0 | 0 | 0 | 0 | [5 empty] | 0 | [7 empty] | 0 |  |  |  |  | #VALUE!
[42 empty] | 0 | 0 | 0 | 0 | [5 empty] | 0 | [7 empty] | 0 |  |  |  |  | #VALUE!
[42 empty] | 0 | 0 | 0 | 0 | [5 empty] | 0 | [7 empty] | 0 |  |  |  |  | #VALUE!
[42 empty] | 0 | 0 | 0 | 0 | [5 empty] | 0 | [7 empty] | 0 |  |  |  |  | #VALUE!
[42 empty] | 0 | 0 | 0 | 0 | [5 empty] | 0 | [7 empty] | 0 |  |  |  |  | #VALUE!
[42 empty] | 0 | 0 | 0 | 0 | [5 empty] | 0 | [7 empty] | 0 |  |  |  |  | #VALUE!
[42 empty] | 0 | 0 | 0 | 0 | [5 empty] | 0 | [7 empty] | 0 |  |  |  |  | #VALUE!
[42 empty] | 0 | 0 | 0 | 0 | [5 empty] | 0 | [7 empty] | 0 |  |  |  |  | #VALUE!
[42 empty] | 0 | 0 | 0 | 0 | [5 empty] | 0 | [7 empty] | 0 |  |  |  |  | #VALUE!
[42 empty] | 0 | 0 | 0 | 0 | [5 empty] | 0 | [7 empty] | 0 |  |  |  |  | #VALUE!
[42 empty] | 0 | 0 | 0 | 0 | [5 empty] | 0 | [7 empty] | 0 |  |  |  |  | #VALUE!
[42 empty] | 0 | 0 | 0 | 0 | [5 empty] | 0 | [7 empty] | 0 |  |  |  |  | #VALUE!
[42 empty] | 0 | 0 | 0 | 0 | [5 empty] | 0 | [7 empty] | 0 |  |  |  |  | #VALUE!
[42 empty] | 0 | 0 | 0 | 0 | [5 empty] | 0 | [7 empty] | 0 |  |  |  |  | #VALUE!
[42 empty] | 0 | 0 | 0 | 0 | [5 empty] | 0 | [7 empty] | 0 |  |  |  |  | #VALUE!
[42 empty] | 0 | 0 | 0 | 0 | [5 empty] | 0 | [7 empty] | 0 |  |  |  |  | #VALUE!
[42 empty] | 0 | 0 | 0 | 0 | [5 empty] | 0 | [7 empty] | 0 |  |  |  |  | #VALUE!
[42 empty] | 0 | 0 | 0 | 0 | [5 empty] | 0 | [7 empty] | 0 |  |  |  |  | #VALUE!
[42 empty] | 0 | 0 | 0 | 0 | [5 empty] | 0 | [7 empty] | 0 |  |  |  |  | #VALUE!
[42 empty] | 0 | 0 | 0 | 0 | [5 empty] | 0 | [7 empty] | 0 |  |  |  |  | #VALUE!
[42 empty] | 0 | 0 | 0 | 0 | [5 empty] | 0 | [7 empty] | 0 |  |  |  |  | #VALUE!
[42 empty] | 0 | 0 | 0 | 0 | [5 empty] | 0 | [7 empty] | 0 |  |  |  |  | #VALUE!
[42 empty] | 0 | 0 | 0 | 0 | [5 empty] | 0 | [7 empty] | 0 |  |  |  |  | #VALUE!
[42 empty] | 0 | 0 | 0 | 0 | [5 empty] | 0 | [7 empty] | 0 |  |  |  |  | #VALUE!
[42 empty] | 0 | 0 | 0 | 0 | [5 empty] | 0 | [7 empty] | 0 |  |  |  |  | #VALUE!
[42 empty] | 0 | 0 | 0 | 0 | [5 empty] | 0 | [7 empty] | 0 |  |  |  |  | #VALUE!
[42 empty] | 0 | 0 | 0 | 0 | [5 empty] | 0 | [7 empty] | 0 |  |  |  |  | #VALUE!
[42 empty] | 0 | 0 | 0 | 0 | [5 empty] | 0 | [7 empty] | 0 |  |  |  |  | #VALUE!
[42 empty] | 0 | 0 | 0 | 0 | [5 empty] | 0 | [7 empty] | 0 |  |  |  |  | #VALUE!
[42 empty] | 0 | 0 | 0 | 0 | [5 empty] | 0 | [7 empty] | 0 |  |  |  |  | #VALUE!
[42 empty] | 0 | 0 | 0 | 0 | [5 empty] | 0 | [7 empty] | 0 |  |  |  |  | #VALUE!
[42 empty] | 0 | 0 | 0 | 0 | [5 empty] | 0 | [7 empty] | 0 |  |  |  |  | #VALUE!
[42 empty] | 0 | 0 | 0 | 0 | [5 empty] | 0 | [7 empty] | 0 |  |  |  |  | #VALUE!
[42 empty] | 0 | 0 | 0 | 0 | [5 empty] | 0 | [7 empty] | 0 |  |  |  |  | #VALUE!
[42 empty] | 0 | 0 | 0 | 0 | [5 empty] | 0 | [7 empty] | 0 |  |  |  |  | #VALUE!
[42 empty] | 0 | 0 | 0 | 0 | [5 empty] | 0 | [7 empty] | 0 |  |  |  |  | #VALUE!
[42 empty] | 0 | 0 | 0 | 0 | [5 empty] | 0 | [7 empty] | 0 |  |  |  |  | #VALUE!
[42 empty] | 0 | 0 | 0 | 0 | [5 empty] | 0 | [7 empty] | 0 |  |  |  |  | #VALUE!
[42 empty] | 0 | 0 | 0 | 0 | [5 empty] | 0 | [7 empty] | 0 |  |  |  |  | #VALUE!
[42 empty] | 0 | 0 | 0 | 0 | [5 empty] | 0 | [7 empty] | 0 |  |  |  |  | #VALUE!
[42 empty] | 0 | 0 | 0 | 0 | [5 empty] | 0 | [7 empty] | 0 |  |  |  |  | #VALUE!
[42 empty] | 0 | 0 | 0 | 0 | [5 empty] | 0 | [7 empty] | 0 |  |  |  |  | #VALUE!
[42 empty] | 0 | 0 | 0 | 0 | [5 empty] | 0 | [7 empty] | 0 |  |  |  |  | #VALUE!
[42 empty] | 0 | 0 | 0 | 0 | [5 empty] | 0 | [7 empty] | 0 |  |  |  |  | #VALUE!
[42 empty] | 0 | 0 | 0 | 0 | [5 empty] | 0 | [7 empty] | 0 |  |  |  |  | #VALUE!
[42 empty] | 0 | 0 | 0 | 0 | [5 empty] | 0 | [7 empty] | 0 |  |  |  |  | #VALUE!
[42 empty] | 0 | 0 | 0 | 0 | [5 empty] | 0 | [7 empty] | 0 |  |  |  |  | #VALUE!
[42 empty] | 0 | 0 | 0 | 0 | [5 empty] | 0 | [7 empty] | 0 |  |  |  |  | #VALUE!
[42 empty] | 0 | 0 | 0 | 0 | [5 empty] | 0 | [7 empty] | 0 |  |  |  |  | #VALUE!
[42 empty] | 0 | 0 | 0 | 0 | [5 empty] | 0 | [7 empty] | 0 |  |  |  |  | #VALUE!
[42 empty] | 0 | 0 | 0 | 0 | [5 empty] | 0 | [7 empty] | 0 |  |  |  |  | #VALUE!
[42 empty] | 0 | 0 | 0 | 0 | [5 empty] | 0 | [7 empty] | 0 |  |  |  |  | #VALUE!
[42 empty] | 0 | 0 | 0 | 0 | [5 empty] | 0 | [7 empty] | 0 |  |  |  |  | #VALUE!
[42 empty] | 0 | 0 | 0 | 0 | [5 empty] | 0 | [7 empty] | 0 |  |  |  |  | #VALUE!
[42 empty] | 0 | 0 | 0 | 0 | [5 empty] | 0 | [7 empty] | 0 |  |  |  |  | #VALUE!
[42 empty] | 0 | 0 | 0 | 0 | [5 empty] | 0 | [7 empty] | 0 |  |  |  |  | #VALUE!
[42 empty] | 0 | 0 | 0 | 0 | [5 empty] | 0 | [7 empty] | 0 |  |  |  |  | #VALUE!
[42 empty] | 0 | 0 | 0 | 0 | [5 empty] | 0 | [7 empty] | 0 |  |  |  |  | #VALUE!
[42 empty] | 0 | 0 | 0 | 0 | [5 empty] | 0 | [7 empty] | 0 |  |  |  |  | #VALUE!
[42 empty] | 0 | 0 | 0 | 0 | [5 empty] | 0 | [7 empty] | 0 |  |  |  |  | #VALUE!
[42 empty] | 0 | 0 | 0 | 0 | [5 empty] | 0 | [7 empty] | 0 |  |  |  |  | #VALUE!
[42 empty] | 0 | 0 | 0 | 0 | [5 empty] | 0 | [7 empty] | 0 |  |  |  |  | #VALUE!
[42 empty] | 0 | 0 | 0 | 0 | [5 empty] | 0 | [7 empty] | 0 |  |  |  |  | #VALUE!
[42 empty] | 0 | 0 | 0 | 0 | [5 empty] | 0 | [7 empty] | 0 |  |  |  |  | #VALUE!
[42 empty] | 0 | 0 | 0 | 0 | [5 empty] | 0 | [7 empty] | 0 |  |  |  |  | #VALUE!
[42 empty] | 0 | 0 | 0 | 0 | [5 empty] | 0 | [7 empty] | 0 |  |  |  |  | #VALUE!
[42 empty] | 0 | 0 | 0 | 0 | [5 empty] | 0 | [7 empty] | 0 |  |  |  |  | #VALUE!
[42 empty] | 0 | 0 | 0 | 0 | [5 empty] | 0 | [7 empty] | 0 |  |  |  |  | #VALUE!
[42 empty] | 0 | 0 | 0 | 0 | [5 empty] | 0 | [7 empty] | 0 |  |  |  |  | #VALUE!
[42 empty] | 0 | 0 | 0 | 0 | [5 empty] | 0 | [7 empty] | 0 |  |  |  |  | #VALUE!
[42 empty] | 0 | 0 | 0 | 0 | [5 empty] | 0 | [7 empty] | 0 |  |  |  |  | #VALUE!
[42 empty] | 0 | 0 | 0 | 0 | [5 empty] | 0 | [7 empty] | 0 |  |  |  |  | #VALUE!
[42 empty] | 0 | 0 | 0 | 0 | [5 empty] | 0 | [7 empty] | 0 |  |  |  |  | #VALUE!
[42 empty] | 0 | 0 | 0 | 0 | [5 empty] | 0 | [7 empty] | 0 |  |  |  |  | #VALUE!
[42 empty] | 0 | 0 | 0 | 0 | [5 empty] | 0 | [7 empty] | 0 |  |  |  |  | #VALUE!
[42 empty] | 0 | 0 | 0 | 0 | [5 empty] | 0 | [7 empty] | 0 |  |  |  |  | #VALUE!
[42 empty] | 0 | 0 | 0 | 0 | [5 empty] | 0 | [7 empty] | 0 |  |  |  |  | #VALUE!
[42 empty] | 0 | 0 | 0 | 0 | [5 empty] | 0 | [7 empty] | 0 |  |  |  |  | #VALUE!
[42 empty] | 0 | 0 | 0 | 0 | [5 empty] | 0 | [7 empty] | 0 |  |  |  |  | #VALUE!
[42 empty] | 0 | 0 | 0 | 0 | [5 empty] | 0 | [7 empty] | 0 |  |  |  |  | #VALUE!
[42 empty] | 0 | 0 | 0 | 0 | [5 empty] | 0 | [7 empty] | 0 |  |  |  |  | #VALUE!
[42 empty] | 0 | 0 | 0 | 0 | [5 empty] | 0 | [7 empty] | 0 |  |  |  |  | #VALUE!
[42 empty] | 0 | 0 | 0 | 0 | [5 empty] | 0 | [7 empty] | 0 |  |  |  |  | #VALUE!
[42 empty] | 0 | 0 | 0 | 0 | [5 empty] | 0 | [7 empty] | 0 |  |  |  |  | #VALUE!
[42 empty] | 0 | 0 | 0 | 0 | [5 empty] | 0 | [7 empty] | 0 |  |  |  |  | #VALUE!
[42 empty] | 0 | 0 | 0 | 0 | [5 empty] | 0 | [7 empty] | 0 |  |  |  |  | #VALUE!
[42 empty] | 0 | 0 | 0 | 0 | [5 empty] | 0 | [7 empty] | 0 |  |  |  |  | #VALUE!
[42 empty] | 0 | 0 | 0 | 0 | [5 empty] | 0 | [7 empty] | 0 |  |  |  |  | #VALUE!
[42 empty] | 0 | 0 | 0 | 0 | [5 empty] | 0 | [7 empty] | 0 |  |  |  |  | #VALUE!
[42 empty] | 0 | 0 | 0 | 0 | [5 empty] | 0 | [7 empty] | 0 |  |  |  |  | #VALUE!
[42 empty] | 0 | 0 | 0 | 0 | [5 empty] | 0 | [7 empty] | 0 |  |  |  |  | #VALUE!
[42 empty] | 0 | 0 | 0 | 0 | [5 empty] | 0 | [7 empty] | 0 |  |  |  |  | #VALUE!
[42 empty] | 0 | 0 | 0 | 0 | [5 empty] | 0 | [7 empty] | 0 |  |  |  |  | #VALUE!
[42 empty] | 0 | 0 | 0 | 0 | [5 empty] | 0 | [7 empty] | 0 |  |  |  |  | #VALUE!
[42 empty] | 0 | 0 | 0 | 0 | [5 empty] | 0 | [7 empty] | 0 |  |  |  |  | #VALUE!
[42 empty] | 0 | 0 | 0 | 0 | [5 empty] | 0 | [7 empty] | 0 |  |  |  |  | #VALUE!
[42 empty] | 0 | 0 | 0 | 0 | [5 empty] | 0 | [7 empty] | 0 |  |  |  |  | #VALUE!
[42 empty] | 0 | 0 | 0 | 0 | [5 empty] | 0 | [7 empty] | 0 |  |  |  |  | #VALUE!
[42 empty] | 0 | 0 | 0 | 0 | [5 empty] | 0 | [7 empty] | 0 |  |  |  |  | #VALUE!
[42 empty] | 0 | 0 | 0 | 0 | [5 empty] | 0 | [7 empty] | 0 |  |  |  |  | #VALUE!
[42 empty] | 0 | 0 | 0 | 0 | [5 empty] | 0 | [7 empty] | 0 |  |  |  |  | #VALUE!
[42 empty] | 0 | 0 | 0 | 0 | [5 empty] | 0 | [7 empty] | 0 |  |  |  |  | #VALUE!
[42 empty] | 0 | 0 | 0 | 0 | [5 empty] | 0 | [7 empty] | 0 |  |  |  |  | #VALUE!
[42 empty] | 0 | 0 | 0 | 0 | [5 empty] | 0 | [7 empty] | 0 |  |  |  |  | #VALUE!
[42 empty] | 0 | 0 | 0 | 0 | [5 empty] | 0 | [7 empty] | 0 |  |  |  |  | #VALUE!
[42 empty] | 0 | 0 | 0 | 0 | [5 empty] | 0 | [7 empty] | 0 |  |  |  |  | #VALUE!
[42 empty] | 0 | 0 | 0 | 0 | [5 empty] | 0 | [7 empty] | 0 |  |  |  |  | #VALUE!
[42 empty] | 0 | 0 | 0 | 0 | [5 empty] | 0 | [7 empty] | 0 |  |  |  |  | #VALUE!
[42 empty] | 0 | 0 | 0 | 0 | [5 empty] | 0 | [7 empty] | 0 |  |  |  |  | #VALUE!
[42 empty] | 0 | 0 | 0 | 0 | [5 empty] | 0 | [7 empty] | 0 |  |  |  |  | #VALUE!
[42 empty] | 0 | 0 | 0 | 0 | [5 empty] | 0 | [7 empty] | 0 |  |  |  |  | #VALUE!
[42 empty] | 0 | 0 | 0 | 0 | [5 empty] | 0 | [7 empty] | 0 |  |  |  |  | #VALUE!
[42 empty] | 0 | 0 | 0 | 0 | [5 empty] | 0 | [7 empty] | 0 |  |  |  |  | #VALUE!
[42 empty] | 0 | 0 | 0 | 0 | [5 empty] | 0 | [7 empty] | 0 |  |  |  |  | #VALUE!
[42 empty] | 0 | 0 | 0 | 0 | [5 empty] | 0 | [7 empty] | 0 |  |  |  |  | #VALUE!
[42 empty] | 0 | 0 | 0 | 0 | [5 empty] | 0 | [7 empty] | 0 |  |  |  |  | #VALUE!
[42 empty] | 0 | 0 | 0 | 0 | [5 empty] | 0 | [7 empty] | 0 |  |  |  |  | #VALUE!
[42 empty] | 0 | 0 | 0 | 0 | [5 empty] | 0 | [7 empty] | 0 |  |  |  |  | #VALUE!
[42 empty] | 0 | 0 | 0 | 0 | [5 empty] | 0 | [7 empty] | 0 |  |  |  |  | #VALUE!
[42 empty] | 0 | 0 | 0 | 0 | [5 empty] | 0 | [7 empty] | 0 |  |  |  |  | #VALUE!
[42 empty] | 0 | 0 | 0 | 0 | [5 empty] | 0 | [7 empty] | 0 |  |  |  |  | #VALUE!
[42 empty] | 0 | 0 | 0 | 0 | [5 empty] | 0 | [7 empty] | 0 |  |  |  |  | #VALUE!
[42 empty] | 0 | 0 | 0 | 0 | [5 empty] | 0 | [7 empty] | 0 |  |  |  |  | #VALUE!
[42 empty] | 0 | 0 | 0 | 0 | [5 empty] | 0 | [7 empty] | 0 |  |  |  |  | #VALUE!
[42 empty] | 0 | 0 | 0 | 0 | [5 empty] | 0 | [7 empty] | 0 |  |  |  |  | #VALUE!
[42 empty] | 0 | 0 | 0 | 0 | [5 empty] | 0 | [7 empty] | 0 |  |  |  |  | #VALUE!
[42 empty] | 0 | 0 | 0 | 0 | [5 empty] | 0 | [7 empty] | 0 |  |  |  |  | #VALUE!
[42 empty] | 0 | 0 | 0 | 0 | [5 empty] | 0 | [7 empty] | 0 |  |  |  |  | #VALUE!
[42 empty] | 0 | 0 | 0 | 0 | [5 empty] | 0 | [7 empty] | 0 |  |  |  |  | #VALUE!
[42 empty] | 0 | 0 | 0 | 0 | [5 empty] | 0 | [7 empty] | 0 |  |  |  |  | #VALUE!
[42 empty] | 0 | 0 | 0 | 0 | [5 empty] | 0 | [7 empty] | 0 |  |  |  |  | #VALUE!
[42 empty] | 0 | 0 | 0 | 0 | [5 empty] | 0 | [7 empty] | 0 |  |  |  |  | #VALUE!
[42 empty] | 0 | 0 | 0 | 0 | [5 empty] | 0 | [7 empty] | 0 |  |  |  |  | #VALUE!
[42 empty] | 0 | 0 | 0 | 0 | [5 empty] | 0 | [7 empty] | 0 |  |  |  |  | #VALUE!
[42 empty] | 0 | 0 | 0 | 0 | [5 empty] | 0 | [7 empty] | 0 |  |  |  |  | #VALUE!
[42 empty] | 0 | 0 | 0 | 0 | [5 empty] | 0 | [7 empty] | 0 |  |  |  |  | #VALUE!
[42 empty] | 0 | 0 | 0 | 0 | [5 empty] | 0 | [7 empty] | 0 |  |  |  |  | #VALUE!
[42 empty] | 0 | 0 | 0 | 0 | [5 empty] | 0 | [7 empty] | 0 |  |  |  |  | #VALUE!
[42 empty] | 0 | 0 | 0 | 0 | [5 empty] | 0 | [7 empty] | 0 |  |  |  |  | #VALUE!
[42 empty] | 0 | 0 | 0 | 0 | [5 empty] | 0 | [7 empty] | 0 |  |  |  |  | #VALUE!
[42 empty] | 0 | 0 | 0 | 0 | [5 empty] | 0 | [7 empty] | 0 |  |  |  |  | #VALUE!
[42 empty] | 0 | 0 | 0 | 0 | [5 empty] | 0 | [7 empty] | 0 |  |  |  |  | #VALUE!
[42 empty] | 0 | 0 | 0 | 0 | [5 empty] | 0 | [7 empty] | 0 |  |  |  |  | #VALUE!
[42 empty] | 0 | 0 | 0 | 0 | [5 empty] | 0 | [7 empty] | 0 |  |  |  |  | #VALUE!
[42 empty] | 0 | 0 | 0 | 0 | [5 empty] | 0 | [7 empty] | 0 |  |  |  |  | #VALUE!
[42 empty] | 0 | 0 | 0 | 0 | [5 empty] | 0 | [7 empty] | 0 |  |  |  |  | #VALUE!
[42 empty] | 0 | 0 | 0 | 0 | [5 empty] | 0 | [7 empty] | 0 |  |  |  |  | #VALUE!
[42 empty] | 0 | 0 | 0 | 0 | [5 empty] | 0 | [7 empty] | 0 |  |  |  |  | #VALUE!
[42 empty] | 0 | 0 | 0 | 0 | [5 empty] | 0 | [7 empty] | 0 |  |  |  |  | #VALUE!
[42 empty] | 0 | 0 | 0 | 0 | [5 empty] | 0 | [7 empty] | 0 |  |  |  |  | #VALUE!
[42 empty] | 0 | 0 | 0 | 0 | [5 empty] | 0 | [7 empty] | 0 |  |  |  |  | #VALUE!
[42 empty] | 0 | 0 | 0 | 0 | [5 empty] | 0 | [7 empty] | 0 |  |  |  |  | #VALUE!
[42 empty] | 0 | 0 | 0 | 0 | [5 empty] | 0 | [7 empty] | 0 |  |  |  |  | #VALUE!
[42 empty] | 0 | 0 | 0 | 0 | [5 empty] | 0 | [7 empty] | 0 |  |  |  |  | #VALUE!
[42 empty] | 0 | 0 | 0 | 0 | [5 empty] | 0 | [7 empty] | 0 |  |  |  |  | #VALUE!
[42 empty] | 0 | 0 | 0 | 0 | [5 empty] | 0 | [7 empty] | 0 |  |  |  |  | #VALUE!
[42 empty] | 0 | 0 | 0 | 0 | [5 empty] | 0 | [7 empty] | 0 |  |  |  |  | #VALUE!
[42 empty] | 0 | 0 | 0 | 0 | [5 empty] | 0 | [7 empty] | 0 |  |  |  |  | #VALUE!
[42 empty] | 0 | 0 | 0 | 0 | [5 empty] | 0 | [7 empty] | 0 |  |  |  |  | #VALUE!
[42 empty] | 0 | 0 | 0 | 0 | [5 empty] | 0 | [7 empty] | 0 |  |  |  |  | #VALUE!
[42 empty] | 0 | 0 | 0 | 0 | [5 empty] | 0 | [7 empty] | 0 |  |  |  |  | #VALUE!
[42 empty] | 0 | 0 | 0 | 0 | [5 empty] | 0 | [7 empty] | 0 |  |  |  |  | #VALUE!
[42 empty] | 0 | 0 | 0 | 0 | [5 empty] | 0 | [7 empty] | 0 |  |  |  |  | #VALUE!
[42 empty] | 0 | 0 | 0 | 0 | [5 empty] | 0 | [7 empty] | 0 |  |  |  |  | #VALUE!
[42 empty] | 0 | 0 | 0 | 0 | [5 empty] | 0 | [7 empty] | 0 |  |  |  |  | #VALUE!
[42 empty] | 0 | 0 | 0 | 0 | [5 empty] | 0 | [7 empty] | 0 |  |  |  |  | #VALUE!
[42 empty] | 0 | 0 | 0 | 0 | [5 empty] | 0 | [7 empty] | 0 |  |  |  |  | #VALUE!
[42 empty] | 0 | 0 | 0 | 0 | [5 empty] | 0 | [7 empty] | 0 |  |  |  |  | #VALUE!
[42 empty] | 0 | 0 | 0 | 0 | [5 empty] | 0 | [7 empty] | 0 |  |  |  |  | #VALUE!
[42 empty] | 0 | 0 | 0 | 0 | [5 empty] | 0 | [7 empty] | 0 |  |  |  |  | #VALUE!
[42 empty] | 0 | 0 | 0 | 0 | [5 empty] | 0 | [7 empty] | 0 |  |  |  |  | #VALUE!
[42 empty] | 0 | 0 | 0 | 0 | [5 empty] | 0 | [7 empty] | 0 |  |  |  |  | #VALUE!
[42 empty] | 0 | 0 | 0 | 0 | [5 empty] | 0 | [7 empty] | 0 |  |  |  |  | #VALUE!
[42 empty] | 0 | 0 | 0 | 0 | [5 empty] | 0 | [7 empty] | 0 |  |  |  |  | #VALUE!
[42 empty] | 0 | 0 | 0 | 0 | [5 empty] | 0 | [7 empty] | 0 |  |  |  |  | #VALUE!
[42 empty] | 0 | 0 | 0 | 0 | [5 empty] | 0 | [7 empty] | 0 |  |  |  |  | #VALUE!
[42 empty] | 0 | 0 | 0 | 0 | [5 empty] | 0 | [7 empty] | 0 |  |  |  |  | #VALUE!
[42 empty] | 0 | 0 | 0 | 0 | [5 empty] | 0 | [7 empty] | 0 |  |  |  |  | #VALUE!
[42 empty] | 0 | 0 | 0 | 0 | [5 empty] | 0 | [7 empty] | 0 |  |  |  |  | #VALUE!
[42 empty] | 0 | 0 | 0 | 0 | [5 empty] | 0 | [7 empty] | 0 |  |  |  |  | #VALUE!
[42 empty] | 0 | 0 | 0 | 0 | [5 empty] | 0 | [7 empty] | 0 |  |  |  |  | #VALUE!
[42 empty] | 0 | 0 | 0 | 0 | [5 empty] | 0 | [7 empty] | 0 |  |  |  |  | #VALUE!
[42 empty] | 0 | 0 | 0 | 0 | [5 empty] | 0 | [7 empty] | 0 |  |  |  |  | #VALUE!
[42 empty] | 0 | 0 | 0 | 0 | [5 empty] | 0 | [7 empty] | 0 |  |  |  |  | #VALUE!
[42 empty] | 0 | 0 | 0 | 0 | [5 empty] | 0 | [7 empty] | 0 |  |  |  |  | #VALUE!
[42 empty] | 0 | 0 | 0 | 0 | [5 empty] | 0 | [7 empty] | 0 |  |  |  |  | #VALUE!
[42 empty] | 0 | 0 | 0 | 0 | [5 empty] | 0 | [7 empty] | 0 |  |  |  |  | #VALUE!
[42 empty] | 0 | 0 | 0 | 0 | [5 empty] | 0 | [7 empty] | 0 |  |  |  |  | #VALUE!
[42 empty] | 0 | 0 | 0 | 0 | [5 empty] | 0 | [7 empty] | 0 |  |  |  |  | #VALUE!
[42 empty] | 0 | 0 | 0 | 0 | [5 empty] | 0 | [7 empty] | 0 |  |  |  |  | #VALUE!
[42 empty] | 0 | 0 | 0 | 0 | [5 empty] | 0 | [7 empty] | 0 |  |  |  |  | #VALUE!
[42 empty] | 0 | 0 | 0 | 0 | [5 empty] | 0 | [7 empty] | 0 |  |  |  |  | #VALUE!
[42 empty] | 0 | 0 | 0 | 0 | [5 empty] | 0 | [7 empty] | 0 |  |  |  |  | #VALUE!
[42 empty] | 0 | 0 | 0 | 0 | [5 empty] | 0 | [7 empty] | 0 |  |  |  |  | #VALUE!
[42 empty] | 0 | 0 | 0 | 0 | [5 empty] | 0 | [7 empty] | 0 |  |  |  |  | #VALUE!
[42 empty] | 0 | 0 | 0 | 0 | [5 empty] | 0 | [7 empty] | 0 |  |  |  |  | #VALUE!
[42 empty] | 0 | 0 | 0 | 0 | [5 empty] | 0 | [7 empty] | 0 |  |  |  |  | #VALUE!
[42 empty] | 0 | 0 | 0 | 0 | [5 empty] | 0 | [7 empty] | 0 |  |  |  |  | #VALUE!
[42 empty] | 0 | 0 | 0 | 0 | [5 empty] | 0 | [7 empty] | 0 |  |  |  |  | #VALUE!
[42 empty] | 0 | 0 | 0 | 0 | [5 empty] | 0 | [7 empty] | 0 |  |  |  |  | #VALUE!
[42 empty] | 0 | 0 | 0 | 0 | [5 empty] | 0 | [7 empty] | 0 |  |  |  |  | #VALUE!
[42 empty] | 0 | 0 | 0 | 0 | [5 empty] | 0 | [7 empty] | 0 |  |  |  |  | #VALUE!
[42 empty] | 0 | 0 | 0 | 0 | [5 empty] | 0 | [7 empty] | 0 |  |  |  |  | #VALUE!
[42 empty] | 0 | 0 | 0 | 0 | [5 empty] | 0 | [7 empty] | 0 |  |  |  |  | #VALUE!
[42 empty] | 0 | 0 | 0 | 0 | [5 empty] | 0 | [7 empty] | 0 |  |  |  |  | #VALUE!
[42 empty] | 0 | 0 | 0 | 0 | [5 empty] | 0 | [7 empty] | 0 |  |  |  |  | #VALUE!
[42 empty] | 0 | 0 | 0 | 0 | [5 empty] | 0 | [7 empty] | 0 |  |  |  |  | #VALUE!
[42 empty] | 0 | 0 | 0 | 0 | [5 empty] | 0 | [7 empty] | 0 |  |  |  |  | #VALUE!
[42 empty] | 0 | 0 | 0 | 0 | [5 empty] | 0 | [7 empty] | 0 |  |  |  |  | #VALUE!
[42 empty] | 0 | 0 | 0 | 0 | [5 empty] | 0 | [7 empty] | 0 |  |  |  |  | #VALUE!
[42 empty] | 0 | 0 | 0 | 0 | [5 empty] | 0 | [7 empty] | 0 |  |  |  |  | #VALUE!
[42 empty] | 0 | 0 | 0 | 0 | [5 empty] | 0 | [7 empty] | 0 |  |  |  |  | #VALUE!
[42 empty] | 0 | 0 | 0 | 0 | [5 empty] | 0 | [7 empty] | 0 |  |  |  |  | #VALUE!
[42 empty] | 0 | 0 | 0 | 0 | [5 empty] | 0 | [7 empty] | 0 |  |  |  |  | #VALUE!
[42 empty] | 0 | 0 | 0 | 0 | [5 empty] | 0 | [7 empty] | 0 |  |  |  |  | #VALUE!
[42 empty] | 0 | 0 | 0 | 0 | [5 empty] | 0 | [7 empty] | 0 |  |  |  |  | #VALUE!
[42 empty] | 0 | 0 | 0 | 0 | [5 empty] | 0 | [7 empty] | 0 |  |  |  |  | #VALUE!
[42 empty] | 0 | 0 | 0 | 0 | [5 empty] | 0 | [7 empty] | 0 |  |  |  |  | #VALUE!
[42 empty] | 0 | 0 | 0 | 0 | [5 empty] | 0 | [7 empty] | 0 |  |  |  |  | #VALUE!
[42 empty] | 0 | 0 | 0 | 0 | [5 empty] | 0 | [7 empty] | 0 |  |  |  |  | #VALUE!
[42 empty] | 0 | 0 | 0 | 0 | [5 empty] | 0 | [7 empty] | 0 |  |  |  |  | #VALUE!
[42 empty] | 0 | 0 | 0 | 0 | [5 empty] | 0 | [7 empty] | 0 |  |  |  |  | #VALUE!
[42 empty] | 0 | 0 | 0 | 0 | [5 empty] | 0 | [7 empty] | 0 |  |  |  |  | #VALUE!
[42 empty] | 0 | 0 | 0 | 0 | [5 empty] | 0 | [7 empty] | 0 |  |  |  |  | #VALUE!
[42 empty] | 0 | 0 | 0 | 0 | [5 empty] | 0 | [7 empty] | 0 |  |  |  |  | #VALUE!
[42 empty] | 0 | 0 | 0 | 0 | [5 empty] | 0 | [7 empty] | 0 |  |  |  |  | #VALUE!
[42 empty] | 0 | 0 | 0 | 0 | [5 empty] | 0 | [7 empty] | 0 |  |  |  |  | #VALUE!
[42 empty] | 0 | 0 | 0 | 0 | [5 empty] | 0 | [7 empty] | 0 |  |  |  |  | #VALUE!
[42 empty] | 0 | 0 | 0 | 0 | [5 empty] | 0 | [7 empty] | 0 |  |  |  |  | #VALUE!
[42 empty] | 0 | 0 | 0 | 0 | [5 empty] | 0 | [7 empty] | 0 |  |  |  |  | #VALUE!
[42 empty] | 0 | 0 | 0 | 0 | [5 empty] | 0 | [7 empty] | 0 |  |  |  |  | #VALUE!
[42 empty] | 0 | 0 | 0 | 0 | [5 empty] | 0 | [7 empty] | 0 |  |  |  |  | #VALUE!
[42 empty] | 0 | 0 | 0 | 0 | [5 empty] | 0 | [7 empty] | 0 |  |  |  |  | #VALUE!
[42 empty] | 0 | 0 | 0 | 0 | [5 empty] | 0 | [7 empty] | 0 |  |  |  |  | #VALUE!
[42 empty] | 0 | 0 | 0 | 0 | [5 empty] | 0 | [7 empty] | 0 |  |  |  |  | #VALUE!
[42 empty] | 0 | 0 | 0 | 0 | [5 empty] | 0 | [7 empty] | 0 |  |  |  |  | #VALUE!
[42 empty] | 0 | 0 | 0 | 0 | [5 empty] | 0 | [7 empty] | 0 |  |  |  |  | #VALUE!
[42 empty] | 0 | 0 | 0 | 0 | [5 empty] | 0 | [7 empty] | 0 |  |  |  |  | #VALUE!
[42 empty] | 0 | 0 | 0 | 0 | [5 empty] | 0 | [7 empty] | 0 |  |  |  |  | #VALUE!
[42 empty] | 0 | 0 | 0 | 0 | [5 empty] | 0 | [7 empty] | 0 |  |  |  |  | #VALUE!
[42 empty] | 0 | 0 | 0 | 0 | [5 empty] | 0 | [7 empty] | 0 |  |  |  |  | #VALUE!
[42 empty] | 0 | 0 | 0 | 0 | [5 empty] | 0 | [7 empty] | 0 |  |  |  |  | #VALUE!
[42 empty] | 0 | 0 | 0 | 0 | [5 empty] | 0 | [7 empty] | 0 |  |  |  |  | #VALUE!
[42 empty] | 0 | 0 | 0 | 0 | [5 empty] | 0 | [7 empty] | 0 |  |  |  |  | #VALUE!
[42 empty] | 0 | 0 | 0 | 0 | [5 empty] | 0 | [7 empty] | 0 |  |  |  |  | #VALUE!
[42 empty] | 0 | 0 | 0 | 0 | [5 empty] | 0 | [7 empty] | 0 |  |  |  |  | #VALUE!
[42 empty] | 0 | 0 | 0 | 0 | [5 empty] | 0 | [7 empty] | 0 |  |  |  |  | #VALUE!
[42 empty] | 0 | 0 | 0 | 0 | [5 empty] | 0 | [7 empty] | 0 |  |  |  |  | #VALUE!
[42 empty] | 0 | 0 | 0 | 0 | [5 empty] | 0 | [7 empty] | 0 |  |  |  |  | #VALUE!
[42 empty] | 0 | 0 | 0 | 0 | [5 empty] | 0 | [7 empty] | 0 |  |  |  |  | #VALUE!
[42 empty] | 0 | 0 | 0 | 0 | [5 empty] | 0 | [7 empty] | 0 |  |  |  |  | #VALUE!
[42 empty] | 0 | 0 | 0 | 0 | [5 empty] | 0 | [7 empty] | 0 |  |  |  |  | #VALUE!
[42 empty] | 0 | 0 | 0 | 0 | [5 empty] | 0 | [7 empty] | 0 |  |  |  |  | #VALUE!
[42 empty] | 0 | 0 | 0 | 0 | [5 empty] | 0 | [7 empty] | 0 |  |  |  |  | #VALUE!
[42 empty] | 0 | 0 | 0 | 0 | [5 empty] | 0 | [7 empty] | 0 |  |  |  |  | #VALUE!
[42 empty] | 0 | 0 | 0 | 0 | [5 empty] | 0 | [7 empty] | 0 |  |  |  |  | #VALUE!
[42 empty] | 0 | 0 | 0 | 0 | [5 empty] | 0 | [7 empty] | 0 |  |  |  |  | #VALUE!
[42 empty] | 0 | 0 | 0 | 0 | [5 empty] | 0 | [7 empty] | 0 |  |  |  |  | #VALUE!
[42 empty] | 0 | 0 | 0 | 0 | [5 empty] | 0 | [7 empty] | 0 |  |  |  |  | #VALUE!
[42 empty] | 0 | 0 | 0 | 0 | [5 empty] | 0 | [7 empty] | 0 |  |  |  |  | #VALUE!
[42 empty] | 0 | 0 | 0 | 0 | [5 empty] | 0 | [7 empty] | 0 |  |  |  |  | #VALUE!
[42 empty] | 0 | 0 | 0 | 0 | [5 empty] | 0 | [7 empty] | 0 |  |  |  |  | #VALUE!
[42 empty] | 0 | 0 | 0 | 0 | [5 empty] | 0 | [7 empty] | 0 |  |  |  |  | #VALUE!
[42 empty] | 0 | 0 | 0 | 0 | [5 empty] | 0 | [7 empty] | 0 |  |  |  |  | #VALUE!
[42 empty] | 0 | 0 | 0 | 0 | [5 empty] | 0 | [7 empty] | 0 |  |  |  |  | #VALUE!
[42 empty] | 0 | 0 | 0 | 0 | [5 empty] | 0 | [7 empty] | 0 |  |  |  |  | #VALUE!
[42 empty] | 0 | 0 | 0 | 0 | [5 empty] | 0 | [7 empty] | 0 |  |  |  |  | #VALUE!
[42 empty] | 0 | 0 | 0 | 0 | [5 empty] | 0 | [7 empty] | 0 |  |  |  |  | #VALUE!
[42 empty] | 0 | 0 | 0 | 0 | [5 empty] | 0 | [7 empty] | 0 |  |  |  |  | #VALUE!
[42 empty] | 0 | 0 | 0 | 0 | [5 empty] | 0 | [7 empty] | 0 |  |  |  |  | #VALUE!
[42 empty] | 0 | 0 | 0 | 0 | [5 empty] | 0 | [7 empty] | 0 |  |  |  |  | #VALUE!
[42 empty] | 0 | 0 | 0 | 0 | [5 empty] | 0 | [7 empty] | 0 |  |  |  |  | #VALUE!
[42 empty] | 0 | 0 | 0 | 0 | [5 empty] | 0 | [7 empty] | 0 |  |  |  |  | #VALUE!
[42 empty] | 0 | 0 | 0 | 0 | [5 empty] | 0 | [7 empty] | 0 |  |  |  |  | #VALUE!
[42 empty] | 0 | 0 | 0 | 0 | [5 empty] | 0 | [7 empty] | 0 |  |  |  |  | #VALUE!
[42 empty] | 0 | 0 | 0 | 0 | [5 empty] | 0 | [7 empty] | 0 |  |  |  |  | #VALUE!
[42 empty] | 0 | 0 | 0 | 0 | [5 empty] | 0 | [7 empty] | 0 |  |  |  |  | #VALUE!
[42 empty] | 0 | 0 | 0 | 0 | [5 empty] | 0 | [7 empty] | 0 |  |  |  |  | #VALUE!
[42 empty] | 0 | 0 | 0 | 0 | [5 empty] | 0 | [7 empty] | 0 |  |  |  |  | #VALUE!
[42 empty] | 0 | 0 | 0 | 0 | [5 empty] | 0 | [7 empty] | 0 |  |  |  |  | #VALUE!
[42 empty] | 0 | 0 | 0 | 0 | [5 empty] | 0 | [7 empty] | 0 |  |  |  |  | #VALUE!
[42 empty] | 0 | 0 | 0 | 0 | [5 empty] | 0 | [7 empty] | 0 |  |  |  |  | #VALUE!
[42 empty] | 0 | 0 | 0 | 0 | [5 empty] | 0 | [7 empty] | 0 |  |  |  |  | #VALUE!
[42 empty] | 0 | 0 | 0 | 0 | [5 empty] | 0 | [7 empty] | 0 |  |  |  |  | #VALUE!
[42 empty] | 0 | 0 | 0 | 0 | [5 empty] | 0 | [7 empty] | 0 |  |  |  |  | #VALUE!
[42 empty] | 0 | 0 | 0 | 0 | [5 empty] | 0 | [7 empty] | 0 |  |  |  |  | #VALUE!
[42 empty] | 0 | 0 | 0 | 0 | [5 empty] | 0 | [7 empty] | 0 |  |  |  |  | #VALUE!
[42 empty] | 0 | 0 | 0 | 0 | [5 empty] | 0 | [7 empty] | 0 |  |  |  |  | #VALUE!
[42 empty] | 0 | 0 | 0 | 0 | [5 empty] | 0 | [7 empty] | 0 |  |  |  |  | #VALUE!
[42 empty] | 0 | 0 | 0 | 0 | [5 empty] | 0 | [7 empty] | 0 |  |  |  |  | #VALUE!
[42 empty] | 0 | 0 | 0 | 0 | [5 empty] | 0 | [7 empty] | 0 |  |  |  |  | #VALUE!
[42 empty] | 0 | 0 | 0 | 0 | [5 empty] | 0 | [7 empty] | 0 |  |  |  |  | #VALUE!
[42 empty] | 0 | 0 | 0 | 0 | [5 empty] | 0 | [7 empty] | 0 |  |  |  |  | #VALUE!
[42 empty] | 0 | 0 | 0 | 0 | [5 empty] | 0 | [7 empty] | 0 |  |  |  |  | #VALUE!
[42 empty] | 0 | 0 | 0 | 0 | [5 empty] | 0 | [7 empty] | 0 |  |  |  |  | #VALUE!
[42 empty] | 0 | 0 | 0 | 0 | [5 empty] | 0 | [7 empty] | 0 |  |  |  |  | #VALUE!
[42 empty] | 0 | 0 | 0 | 0 | [5 empty] | 0 | [7 empty] | 0 |  |  |  |  | #VALUE!
[42 empty] | 0 | 0 | 0 | 0 | [5 empty] | 0 | [7 empty] | 0 |  |  |  |  | #VALUE!
[42 empty] | 0 | 0 | 0 | 0 | [5 empty] | 0 | [7 empty] | 0 |  |  |  |  | #VALUE!
[42 empty] | 0 | 0 | 0 | 0 | [5 empty] | 0 | [7 empty] | 0 |  |  |  |  | #VALUE!
[42 empty] | 0 | 0 | 0 | 0 | [5 empty] | 0 | [7 empty] | 0 |  |  |  |  | #VALUE!
[42 empty] | 0 | 0 | 0 | 0 | [5 empty] | 0 | [7 empty] | 0 |  |  |  |  | #VALUE!
[42 empty] | 0 | 0 | 0 | 0 | [5 empty] | 0 | [7 empty] | 0 |  |  |  |  | #VALUE!
[42 empty] | 0 | 0 | 0 | 0 | [5 empty] | 0 | [7 empty] | 0 |  |  |  |  | #VALUE!
[42 empty] | 0 | 0 | 0 | 0 | [5 empty] | 0 | [7 empty] | 0 |  |  |  |  | #VALUE!
[42 empty] | 0 | 0 | 0 | 0 | [5 empty] | 0 | [7 empty] | 0 |  |  |  |  | #VALUE!
[42 empty] | 0 | 0 | 0 | 0 | [5 empty] | 0 | [7 empty] | 0 |  |  |  |  | #VALUE!
[42 empty] | 0 | 0 | 0 | 0 | [5 empty] | 0 | [7 empty] | 0 |  |  |  |  | #VALUE!
[42 empty] | 0 | 0 | 0 | 0 | [5 empty] | 0 | [7 empty] | 0 |  |  |  |  | #VALUE!
[42 empty] | 0 | 0 | 0 | 0 | [5 empty] | 0 | [7 empty] | 0 |  |  |  |  | #VALUE!
[42 empty] | 0 | 0 | 0 | 0 | [5 empty] | 0 | [7 empty] | 0 |  |  |  |  | #VALUE!
[42 empty] | 0 | 0 | 0 | 0 | [5 empty] | 0 | [7 empty] | 0 |  |  |  |  | #VALUE!
[42 empty] | 0 | 0 | 0 | 0 | [5 empty] | 0 | [7 empty] | 0 |  |  |  |  | #VALUE!
[42 empty] | 0 | 0 | 0 | 0 | [5 empty] | 0 | [7 empty] | 0 |  |  |  |  | #VALUE!
[42 empty] | 0 | 0 | 0 | 0 | [5 empty] | 0 | [7 empty] | 0 |  |  |  |  | #VALUE!
[42 empty] | 0 | 0 | 0 | 0 | [5 empty] | 0 | [7 empty] | 0 |  |  |  |  | #VALUE!
[42 empty] | 0 | 0 | 0 | 0 | [5 empty] | 0 | [7 empty] | 0 |  |  |  |  | #VALUE!
[42 empty] | 0 | 0 | 0 | 0 | [5 empty] | 0 | [7 empty] | 0 |  |  |  |  | #VALUE!
[42 empty] | 0 | 0 | 0 | 0 | [5 empty] | 0 | [7 empty] | 0 |  |  |  |  | #VALUE!
[42 empty] | 0 | 0 | 0 | 0 | [5 empty] | 0 | [7 empty] | 0 |  |  |  |  | #VALUE!
[42 empty] | 0 | 0 | 0 | 0 | [5 empty] | 0 | [7 empty] | 0 |  |  |  |  | #VALUE!
[42 empty] | 0 | 0 | 0 | 0 | [5 empty] | 0 | [7 empty] | 0 |  |  |  |  | #VALUE!
[42 empty] | 0 | 0 | 0 | 0 | [5 empty] | 0 | [7 empty] | 0 |  |  |  |  | #VALUE!
[42 empty] | 0 | 0 | 0 | 0 | [5 empty] | 0 | [7 empty] | 0 |  |  |  |  | #VALUE!
[42 empty] | 0 | 0 | 0 | 0 | [5 empty] | 0 | [7 empty] | 0 |  |  |  |  | #VALUE!
[42 empty] | 0 | 0 | 0 | 0 | [5 empty] | 0 | [7 empty] | 0 |  |  |  |  | #VALUE!
[42 empty] | 0 | 0 | 0 | 0 | [5 empty] | 0 | [7 empty] | 0 |  |  |  |  | #VALUE!
[42 empty] | 0 | 0 | 0 | 0 | [5 empty] | 0 | [7 empty] | 0 |  |  |  |  | #VALUE!
[42 empty] | 0 | 0 | 0 | 0 | [5 empty] | 0 | [7 empty] | 0 |  |  |  |  | #VALUE!
[42 empty] | 0 | 0 | 0 | 0 | [5 empty] | 0 | [7 empty] | 0 |  |  |  |  | #VALUE!
[42 empty] | 0 | 0 | 0 | 0 | [5 empty] | 0 | [7 empty] | 0 |  |  |  |  | #VALUE!
[42 empty] | 0 | 0 | 0 | 0 | [5 empty] | 0 | [7 empty] | 0 |  |  |  |  | #VALUE!
[42 empty] | 0 | 0 | 0 | 0 | [5 empty] | 0 | [7 empty] | 0 |  |  |  |  | #VALUE!
[42 empty] | 0 | 0 | 0 | 0 | [5 empty] | 0 | [7 empty] | 0 |  |  |  |  | #VALUE!
[42 empty] | 0 | 0 | 0 | 0 | [5 empty] | 0 | [7 empty] | 0 |  |  |  |  | #VALUE!
[42 empty] | 0 | 0 | 0 | 0 | [5 empty] | 0 | [7 empty] | 0 |  |  |  |  | #VALUE!
[42 empty] | 0 | 0 | 0 | 0 | [5 empty] | 0 | [7 empty] | 0 |  |  |  |  | #VALUE!
[42 empty] | 0 | 0 | 0 | 0 | [5 empty] | 0 | [7 empty] | 0 |  |  |  |  | #VALUE!
[42 empty] | 0 | 0 | 0 | 0 | [5 empty] | 0 | [7 empty] | 0 |  |  |  |  | #VALUE!
[42 empty] | 0 | 0 | 0 | 0 | [5 empty] | 0 | [7 empty] | 0 |  |  |  |  | #VALUE!
[42 empty] | 0 | 0 | 0 | 0 | [5 empty] | 0 | [7 empty] | 0 |  |  |  |  | #VALUE!
[42 empty] | 0 | 0 | 0 | 0 | [5 empty] | 0 | [7 empty] | 0 |  |  |  |  | #VALUE!
[42 empty] | 0 | 0 | 0 | 0 | [5 empty] | 0 | [7 empty] | 0 |  |  |  |  | #VALUE!
[42 empty] | 0 | 0 | 0 | 0 | [5 empty] | 0 | [7 empty] | 0 |  |  |  |  | #VALUE!
[42 empty] | 0 | 0 | 0 | 0 | [5 empty] | 0 | [7 empty] | 0 |  |  |  |  | #VALUE!
[42 empty] | 0 | 0 | 0 | 0 | [5 empty] | 0 | [7 empty] | 0 |  |  |  |  | #VALUE!
[42 empty] | 0 | 0 | 0 | 0 | [5 empty] | 0 | [7 empty] | 0 |  |  |  |  | #VALUE!
[42 empty] | 0 | 0 | 0 | 0 | [5 empty] | 0 | [7 empty] | 0 |  |  |  |  | #VALUE!
[42 empty] | 0 | 0 | 0 | 0 | [5 empty] | 0 | [7 empty] | 0 |  |  |  |  | #VALUE!
[42 empty] | 0 | 0 | 0 | 0 | [5 empty] | 0 | [7 empty] | 0 |  |  |  |  | #VALUE!
[42 empty] | 0 | 0 | 0 | 0 | [5 empty] | 0 | [7 empty] | 0 |  |  |  |  | #VALUE!
[42 empty] | 0 | 0 | 0 | 0 | [5 empty] | 0 | [7 empty] | 0 |  |  |  |  | #VALUE!
[42 empty] | 0 | 0 | 0 | 0 | [5 empty] | 0 | [7 empty] | 0 |  |  |  |  | #VALUE!
[42 empty] | 0 | 0 | 0 | 0 | [5 empty] | 0 | [7 empty] | 0 |  |  |  |  | #VALUE!
[42 empty] | 0 | 0 | 0 | 0 | [5 empty] | 0 | [7 empty] | 0 |  |  |  |  | #VALUE!
[42 empty] | 0 | 0 | 0 | 0 | [5 empty] | 0 | [7 empty] | 0 |  |  |  |  | #VALUE!
[42 empty] | 0 | 0 | 0 | 0 | [5 empty] | 0 | [7 empty] | 0 |  |  |  |  | #VALUE!
[42 empty] | 0 | 0 | 0 | 0 | [5 empty] | 0 | [7 empty] | 0 |  |  |  |  | #VALUE!
[42 empty] | 0 | 0 | 0 | 0 | [5 empty] | 0 | [7 empty] | 0 |  |  |  |  | #VALUE!
[42 empty] | 0 | 0 | 0 | 0 | [5 empty] | 0 | [7 empty] | 0 |  |  |  |  | #VALUE!
[42 empty] | 0 | 0 | 0 | 0 | [5 empty] | 0 | [7 empty] | 0 |  |  |  |  | #VALUE!
[42 empty] | 0 | 0 | 0 | 0 | [5 empty] | 0 | [7 empty] | 0 |  |  |  |  | #VALUE!
[42 empty] | 0 | 0 | 0 | 0 | [5 empty] | 0 | [7 empty] | 0 |  |  |  |  | #VALUE!
[42 empty] | 0 | 0 | 0 | 0 | [5 empty] | 0 | [7 empty] | 0 |  |  |  |  | #VALUE!
[42 empty] | 0 | 0 | 0 | 0 | [5 empty] | 0 | [7 empty] | 0 |  |  |  |  | #VALUE!
[42 empty] | 0 | 0 | 0 | 0 | [5 empty] | 0 | [7 empty] | 0 |  |  |  |  | #VALUE!
[42 empty] | 0 | 0 | 0 | 0 | [5 empty] | 0 | [7 empty] | 0 |  |  |  |  | #VALUE!
[42 empty] | 0 | 0 | 0 | 0 | [5 empty] | 0 | [7 empty] | 0 |  |  |  |  | #VALUE!
[42 empty] | 0 | 0 | 0 | 0 | [5 empty] | 0 | [7 empty] | 0 |  |  |  |  | #VALUE!
[42 empty] | 0 | 0 | 0 | 0 | [5 empty] | 0 | [7 empty] | 0 |  |  |  |  | #VALUE!
[42 empty] | 0 | 0 | 0 | 0 | [5 empty] | 0 | [7 empty] | 0 |  |  |  |  | #VALUE!
[42 empty] | 0 | 0 | 0 | 0 | [5 empty] | 0 | [7 empty] | 0 |  |  |  |  | #VALUE!
[42 empty] | 0 | 0 | 0 | 0 | [5 empty] | 0 | [7 empty] | 0 |  |  |  |  | #VALUE!
[42 empty] | 0 | 0 | 0 | 0 | [5 empty] | 0 | [7 empty] | 0 |  |  |  |  | #VALUE!
[42 empty] | 0 | 0 | 0 | 0 | [5 empty] | 0 | [7 empty] | 0 |  |  |  |  | #VALUE!
[42 empty] | 0 | 0 | 0 | 0 | [5 empty] | 0 | [7 empty] | 0 |  |  |  |  | #VALUE!
[42 empty] | 0 | 0 | 0 | 0 | [5 empty] | 0 | [7 empty] | 0 |  |  |  |  | #VALUE!
[42 empty] | 0 | 0 | 0 | 0 | [5 empty] | 0 | [7 empty] | 0 |  |  |  |  | #VALUE!
[42 empty] | 0 | 0 | 0 | 0 | [5 empty] | 0 | [7 empty] | 0 |  |  |  |  | #VALUE!
[42 empty] | 0 | 0 | 0 | 0 | [5 empty] | 0 | [7 empty] | 0 |  |  |  |  | #VALUE!
[42 empty] | 0 | 0 | 0 | 0 | [5 empty] | 0 | [7 empty] | 0 |  |  |  |  | #VALUE!
[42 empty] | 0 | 0 | 0 | 0 | [5 empty] | 0 | [7 empty] | 0 |  |  |  |  | #VALUE!
[42 empty] | 0 | 0 | 0 | 0 | [5 empty] | 0 | [7 empty] | 0 |  |  |  |  | #VALUE!
[42 empty] | 0 | 0 | 0 | 0 | [5 empty] | 0 | [7 empty] | 0 |  |  |  |  | #VALUE!
[42 empty] | 0 | 0 | 0 | 0 | [5 empty] | 0 | [7 empty] | 0 |  |  |  |  | #VALUE!
[42 empty] | 0 | 0 | 0 | 0 | [5 empty] | 0 | [7 empty] | 0 |  |  |  |  | #VALUE!
[42 empty] | 0 | 0 | 0 | 0 | [5 empty] | 0 | [7 empty] | 0 |  |  |  |  | #VALUE!
[42 empty] | 0 | 0 | 0 | 0 | [5 empty] | 0 | [7 empty] | 0 |  |  |  |  | #VALUE!
[42 empty] | 0 | 0 | 0 | 0 | [5 empty] | 0 | [7 empty] | 0 |  |  |  |  | #VALUE!
[42 empty] | 0 | 0 | 0 | 0 | [5 empty] | 0 | [7 empty] | 0 |  |  |  |  | #VALUE!
[42 empty] | 0 | 0 | 0 | 0 | [5 empty] | 0 | [7 empty] | 0 |  |  |  |  | #VALUE!
[42 empty] | 0 | 0 | 0 | 0 | [5 empty] | 0 | [7 empty] | 0 |  |  |  |  | #VALUE!
[42 empty] | 0 | 0 | 0 | 0 | [5 empty] | 0 | [7 empty] | 0 |  |  |  |  | #VALUE!
[42 empty] | 0 | 0 | 0 | 0 | [5 empty] | 0 | [7 empty] | 0 |  |  |  |  | #VALUE!
[42 empty] | 0 | 0 | 0 | 0 | [5 empty] | 0 | [7 empty] | 0 |  |  |  |  | #VALUE!
[42 empty] | 0 | 0 | 0 | 0 | [5 empty] | 0 | [7 empty] | 0 |  |  |  |  | #VALUE!
[42 empty] | 0 | 0 | 0 | 0 | [5 empty] | 0 | [7 empty] | 0 |  |  |  |  | #VALUE!
[42 empty] | 0 | 0 | 0 | 0 | [5 empty] | 0 | [7 empty] | 0 |  |  |  |  | #VALUE!
[42 empty] | 0 | 0 | 0 | 0 | [5 empty] | 0 | [7 empty] | 0 |  |  |  |  | #VALUE!
[42 empty] | 0 | 0 | 0 | 0 | [5 empty] | 0 | [7 empty] | 0 |  |  |  |  | #VALUE!
[42 empty] | 0 | 0 | 0 | 0 | [5 empty] | 0 | [7 empty] | 0 |  |  |  |  | #VALUE!
[42 empty] | 0 | 0 | 0 | 0 | [5 empty] | 0 | [7 empty] | 0 |  |  |  |  | #VALUE!
[42 empty] | 0 | 0 | 0 | 0 | [5 empty] | 0 | [7 empty] | 0 |  |  |  |  | #VALUE!
[42 empty] | 0 | 0 | 0 | 0 | [5 empty] | 0 | [7 empty] | 0 |  |  |  |  | #VALUE!
[42 empty] | 0 | 0 | 0 | 0 | [5 empty] | 0 | [7 empty] | 0 |  |  |  |  | #VALUE!
[42 empty] | 0 | 0 | 0 | 0 | [5 empty] | 0 | [7 empty] | 0 |  |  |  |  | #VALUE!
[42 empty] | 0 | 0 | 0 | 0 | [5 empty] | 0 | [7 empty] | 0 |  |  |  |  | #VALUE!
[42 empty] | 0 | 0 | 0 | 0 | [5 empty] | 0 | [7 empty] | 0 |  |  |  |  | #VALUE!
[42 empty] | 0 | 0 | 0 | 0 | [5 empty] | 0 | [7 empty] | 0 |  |  |  |  | #VALUE!
[42 empty] | 0 | 0 | 0 | 0 | [5 empty] | 0 | [7 empty] | 0 |  |  |  |  | #VALUE!
[42 empty] | 0 | 0 | 0 | 0 | [5 empty] | 0 | [7 empty] | 0 |  |  |  |  | #VALUE!
[42 empty] | 0 | 0 | 0 | 0 | [5 empty] | 0 | [7 empty] | 0 |  |  |  |  | #VALUE!
[42 empty] | 0 | 0 | 0 | 0 | [5 empty] | 0 | [7 empty] | 0 |  |  |  |  | #VALUE!
[42 empty] | 0 | 0 | 0 | 0 | [5 empty] | 0 | [7 empty] | 0 |  |  |  |  | #VALUE!
[42 empty] | 0 | 0 | 0 | 0 | [5 empty] | 0 | [7 empty] | 0 |  |  |  |  | #VALUE!
[42 empty] | 0 | 0 | 0 | 0 | [5 empty] | 0 | [7 empty] | 0 |  |  |  |  | #VALUE!
[42 empty] | 0 | 0 | 0 | 0 | [5 empty] | 0 | [7 empty] | 0 |  |  |  |  | #VALUE!
[42 empty] | 0 | 0 | 0 | 0 | [5 empty] | 0 | [7 empty] | 0 |  |  |  |  | #VALUE!
[42 empty] | 0 | 0 | 0 | 0 | [5 empty] | 0 | [7 empty] | 0 |  |  |  |  | #VALUE!
[42 empty] | 0 | 0 | 0 | 0 | [5 empty] | 0 | [7 empty] | 0 |  |  |  |  | #VALUE!
[42 empty] | 0 | 0 | 0 | 0 | [5 empty] | 0 | [7 empty] | 0 |  |  |  |  | #VALUE!
[42 empty] | 0 | 0 | 0 | 0 | [5 empty] | 0 | [7 empty] | 0 |  |  |  |  | #VALUE!
[42 empty] | 0 | 0 | 0 | 0 | [5 empty] | 0 | [7 empty] | 0 |  |  |  |  | #VALUE!
[42 empty] | 0 | 0 | 0 | 0 | [5 empty] | 0 | [7 empty] | 0 |  |  |  |  | #VALUE!
[42 empty] | 0 | 0 | 0 | 0 | [5 empty] | 0 | [7 empty] | 0 |  |  |  |  | #VALUE!
[42 empty] | 0 | 0 | 0 | 0 | [5 empty] | 0 | [7 empty] | 0 |  |  |  |  | #VALUE!
[42 empty] | 0 | 0 | 0 | 0 | [5 empty] | 0 | [7 empty] | 0 |  |  |  |  | #VALUE!
[42 empty] | 0 | 0 | 0 | 0 | [5 empty] | 0 | [7 empty] | 0 |  |  |  |  | #VALUE!
[42 empty] | 0 | 0 | 0 | 0 | [5 empty] | 0 | [7 empty] | 0 |  |  |  |  | #VALUE!
[42 empty] | 0 | 0 | 0 | 0 | [5 empty] | 0 | [7 empty] | 0 |  |  |  |  | #VALUE!
[42 empty] | 0 | 0 | 0 | 0 | [5 empty] | 0 | [7 empty] | 0 |  |  |  |  | #VALUE!
[42 empty] | 0 | 0 | 0 | 0 | [5 empty] | 0 | [7 empty] | 0 |  |  |  |  | #VALUE!
[42 empty] | 0 | 0 | 0 | 0 | [5 empty] | 0 | [7 empty] | 0 |  |  |  |  | #VALUE!
[42 empty] | 0 | 0 | 0 | 0 | [5 empty] | 0 | [7 empty] | 0 |  |  |  |  | #VALUE!
[42 empty] | 0 | 0 | 0 | 0 | [5 empty] | 0 | [7 empty] | 0 |  |  |  |  | #VALUE!
[42 empty] | 0 | 0 | 0 | 0 | [5 empty] | 0 | [7 empty] | 0 |  |  |  |  | #VALUE!
[42 empty] | 0 | 0 | 0 | 0 | [5 empty] | 0 | [7 empty] | 0 |  |  |  |  | #VALUE!
[42 empty] | 0 | 0 | 0 | 0 | [5 empty] | 0 | [7 empty] | 0 |  |  |  |  | #VALUE!
[42 empty] | 0 | 0 | 0 | 0 | [5 empty] | 0 | [7 empty] | 0 |  |  |  |  | #VALUE!
[42 empty] | 0 | 0 | 0 | 0 | [5 empty] | 0 | [7 empty] | 0 |  |  |  |  | #VALUE!
[42 empty] | 0 | 0 | 0 | 0 | [5 empty] | 0 | [7 empty] | 0 |  |  |  |  | #VALUE!
[42 empty] | 0 | 0 | 0 | 0 | [5 empty] | 0 | [7 empty] | 0 |  |  |  |  | #VALUE!
[42 empty] | 0 | 0 | 0 | 0 | [5 empty] | 0 | [7 empty] | 0 |  |  |  |  | #VALUE!
[42 empty] | 0 | 0 | 0 | 0 | [5 empty] | 0 | [7 empty] | 0 |  |  |  |  | #VALUE!
[42 empty] | 0 | 0 | 0 | 0 | [5 empty] | 0 | [7 empty] | 0 |  |  |  |  | #VALUE!
[42 empty] | 0 | 0 | 0 | 0 | [5 empty] | 0 | [7 empty] | 0 |  |  |  |  | #VALUE!
[42 empty] | 0 | 0 | 0 | 0 | [5 empty] | 0 | [7 empty] | 0 |  |  |  |  | #VALUE!
[42 empty] | 0 | 0 | 0 | 0 | [5 empty] | 0 | [7 empty] | 0 |  |  |  |  | #VALUE!
[42 empty] | 0 | 0 | 0 | 0 | [5 empty] | 0 | [7 empty] | 0 |  |  |  |  | #VALUE!
[42 empty] | 0 | 0 | 0 | 0 | [5 empty] | 0 | [7 empty] | 0 |  |  |  |  | #VALUE!
[42 empty] | 0 | 0 | 0 | 0 | [5 empty] | 0 | [7 empty] | 0 |  |  |  |  | #VALUE!
[42 empty] | 0 | 0 | 0 | 0 | [5 empty] | 0 | [7 empty] | 0 |  |  |  |  | #VALUE!
[42 empty] | 0 | 0 | 0 | 0 | [5 empty] | 0 | [7 empty] | 0 |  |  |  |  | #VALUE!
[42 empty] | 0 | 0 | 0 | 0 | [5 empty] | 0 | [7 empty] | 0 |  |  |  |  | #VALUE!
[42 empty] | 0 | 0 | 0 | 0 | [5 empty] | 0 | [7 empty] | 0 |  |  |  |  | #VALUE!
[42 empty] | 0 | 0 | 0 | 0 | [5 empty] | 0 | [7 empty] | 0 |  |  |  |  | #VALUE!
[42 empty] | 0 | 0 | 0 | 0 | [5 empty] | 0 | [7 empty] | 0 |  |  |  |  | #VALUE!
[42 empty] | 0 | 0 | 0 | 0 | [5 empty] | 0 | [7 empty] | 0 |  |  |  |  | #VALUE!
[42 empty] | 0 | 0 | 0 | 0 | [5 empty] | 0 | [7 empty] | 0 |  |  |  |  | #VALUE!
[42 empty] | 0 | 0 | 0 | 0 | [5 empty] | 0 | [7 empty] | 0 |  |  |  |  | #VALUE!
[42 empty] | 0 | 0 | 0 | 0 | [5 empty] | 0 | [7 empty] | 0 |  |  |  |  | #VALUE!
[42 empty] | 0 | 0 | 0 | 0 | [5 empty] | 0 | [7 empty] | 0 |  |  |  |  | #VALUE!
[42 empty] | 0 | 0 | 0 | 0 | [5 empty] | 0 | [7 empty] | 0 |  |  |  |  | #VALUE!
[42 empty] | 0 | 0 | 0 | 0 | [5 empty] | 0 | [7 empty] | 0 |  |  |  |  | #VALUE!
[42 empty] | 0 | 0 | 0 | 0 | [5 empty] | 0 | [7 empty] | 0 |  |  |  |  | #VALUE!
[42 empty] | 0 | 0 | 0 | 0 | [5 empty] | 0 | [7 empty] | 0 |  |  |  |  | #VALUE!
[42 empty] | 0 | 0 | 0 | 0 | [5 empty] | 0 | [7 empty] | 0 |  |  |  |  | #VALUE!
[42 empty] | 0 | 0 | 0 | 0 | [5 empty] | 0 | [7 empty] | 0 |  |  |  |  | #VALUE!
[42 empty] | 0 | 0 | 0 | 0 | [5 empty] | 0 | [7 empty] | 0 |  |  |  |  | #VALUE!
[42 empty] | 0 | 0 | 0 | 0 | [5 empty] | 0 | [7 empty] | 0 |  |  |  |  | #VALUE!
[42 empty] | 0 | 0 | 0 | 0 | [5 empty] | 0 | [7 empty] | 0 |  |  |  |  | #VALUE!

## Inventory
LIST OF THE COLD CHAIN EQUIPMENT | [14 empty] | Index | [6 empty] | FONCTIONNALITY & GAP ANALYSIS | [19 empty] | Index
[21 empty] | Estimated maintenance at: | 2% | of equipment purchase cost |  |  |  |  | Source of energy | Kerosene | Gas | Electricity | SB | SD | Total | [5 empty] | Identification of Equipment | Replacement estimated |  |  |  |  | total | Cost of maintenance ($US) |  |  |  |  | total | Running cost ($US) |  |  |  |  | total
[21 empty] | # of equipment in good working order: | 0 | #DIV/0! | of total |  |  |  | No. of equipment | 0 | 0 | 0 | 0 | 0 | 0 |  | Estimated annual costs (US$) |  |  |  | replacement & cost | 2021 | 2022 | 2023 | 2024 | 2025 | 5 years | 2021 | 2022 | 2023 | 2024 | 2025 | 5 years | 2021 | 2022 | 2023 | 2024 | 2025 | 5 years
[21 empty] | Average age of eqpt, (years) | #DIV/0! | [5 empty] | % | [8 empty] | Maintenance | 0 |  | total No. of equipment | 0 | 0 | 0 | 0 | 0 | 0 | 0 | 0 | 0 | 0 | 0 | 0 | 0 | 0 | 0 | 0 | 0 | 0
[28 empty] | price of energy | 1 | 0.8 | 0.2 | 2 | 1 | Cold Rooms |  |  | energy | 0 |  | total cost ($US) | 0 | 0 | 0 | 0 | 0 | 0 | 0 | 0 | 0 | 0 | 0 | 0 | 0 | 0 | 0 | 0 | 0 | 0
Affiliation/Location/Health structures |  |  |  |  | Equipment | [7 empty] | Reason of non functionality |  |  |  | Recommendation regarding equipment |  | Funding of the equipment | Update |  | Code & Type PQS |  | Storage capacity (litres) |  |  | Running cost ($US) |  | 5 | 7 | 15 | 15 | 15 | 30 | Life expectancy
[30 empty] | 0 |  | Replacement estimated | [5 empty] | Select the replacement equipment |  |  | Cost of replacement ($US) | [5 empty] | Cost of maintenance ($US) | [5 empty] | Running cost ($US)
Region | District | Supply Levels | Sub-District/ District Hospital (LD) | Health structures | Type of equipment | PQ_status | Manufacturer | Model | Serial Number (code) | Source of energy | Year of installation | Operational status | Waiting repair | Lack of spare parts | Lack of energy | unknown | Recommendation | Reason if replacement recommended | Source of funding | Date of inventory | Name of assessor | Code PQS | Type PQS | Capacity at +5°C | Capacity at -20°C | Capacity at -70°C | Maintenance | energy | Age of equipment | Year of disposal | Anticipated year of replacement | 2021 | 2022 | 2023 | 2024 | 2025 | Total Replacement estimated | Type of equipment Replacement | Manufacturer | Model | 2021 | 2022 | 2023 | 2024 | 2025 | Total cost of replacement | 2021 | 2022 | 2023 | 2024 | 2025 | Total cost of maintenance | 2021 | 2022 | 2023 | 2024 | 2025 | Total running cost | No. of equipment | Total capacité (litres)
A | B | C | D | E | F | G | H | I | J | K | L | M | N | O | P | Q | R | S | T | U | V | W | X | Y | Z | AA | AB | AC | AD | AE | AF | AG | AH | AI | AJ | AK | AL | AM | AN | AO | AP | AQ | AR | AS | AT | AU | AV | AW | AX | AY | AZ | BA | BB | BC | BD | BE | BF | BG | BH | BI |  | 0
AL: 0; AP: 0; AQ: 0; AR: 0; AS: 0; AT: 0; AU: 0; BA: 0; BG: 0 | 0 | 0 | 1 | 1 | 0 | 0
AL: 0; AP: 0; AQ: 0; AR: 0; AS: 0; AT: 0; AU: 0; BA: 0; BG: 0 |  |  | #VALUE! | 2 | #N/A | 0
AL: 0; AP: 0; AQ: 0; AR: 0; AS: 0; AT: 0; AU: 0; BA: 0; BG: 0 |  |  | #VALUE! | 3 | #N/A | 0
AL: 0; AP: 0; AQ: 0; AR: 0; AS: 0; AT: 0; AU: 0; BA: 0; BG: 0 |  |  | #VALUE! | 4 | #N/A | 0
AL: 0; AP: 0; AQ: 0; AR: 0; AS: 0; AT: 0; AU: 0; BA: 0; BG: 0 |  |  | #VALUE! | 5 | #N/A | 0
AL: 0; AP: 0; AQ: 0; AR: 0; AS: 0; AT: 0; AU: 0; BA: 0; BG: 0 |  |  | #VALUE! | 6 | #N/A | 0
AL: 0; AP: 0; AQ: 0; AR: 0; AS: 0; AT: 0; AU: 0; BA: 0; BG: 0 |  |  | #VALUE! | 7 | #N/A | 0
AL: 0; AP: 0; AQ: 0; AR: 0; AS: 0; AT: 0; AU: 0; BA: 0; BG: 0 |  |  | #VALUE! | 8 | #N/A | 0
AL: 0; AP: 0; AQ: 0; AR: 0; AS: 0; AT: 0; AU: 0; BA: 0; BG: 0 |  |  | #VALUE! | 9 | #N/A | 0
AL: 0; AP: 0; AQ: 0; AR: 0; AS: 0; AT: 0; AU: 0; BA: 0; BG: 0 |  |  | #VALUE! | 10 | #N/A | 0
AL: 0; AP: 0; AQ: 0; AR: 0; AS: 0; AT: 0; AU: 0; BA: 0; BG: 0 |  |  | #VALUE! | 11 | #N/A | 0
AL: 0; AP: 0; AQ: 0; AR: 0; AS: 0; AT: 0; AU: 0; BA: 0; BG: 0 |  |  | #VALUE! | 12 | #N/A | 0
AL: 0; AP: 0; AQ: 0; AR: 0; AS: 0; AT: 0; AU: 0; BA: 0; BG: 0 |  |  | #VALUE! | 13 | #N/A | 0
AL: 0; AP: 0; AQ: 0; AR: 0; AS: 0; AT: 0; AU: 0; BA: 0; BG: 0 |  |  | #VALUE! | 14 | #N/A | 0
AL: 0; AP: 0; AQ: 0; AR: 0; AS: 0; AT: 0; AU: 0; BA: 0; BG: 0 |  |  | #VALUE! | 15 | #N/A | 0
AL: 0; AP: 0; AQ: 0; AR: 0; AS: 0; AT: 0; AU: 0; BA: 0; BG: 0 |  |  | #VALUE! | 16 | #N/A | 0
AL: 0; AP: 0; AQ: 0; AR: 0; AS: 0; AT: 0; AU: 0; BA: 0; BG: 0 |  |  | #VALUE! |  | #N/A | 0
AL: 0; AP: 0; AQ: 0; AR: 0; AS: 0; AT: 0; AU: 0; BA: 0; BG: 0 |  |  | #VALUE! |  | #N/A | 0
AL: 0; AP: 0; AQ: 0; AR: 0; AS: 0; AT: 0; AU: 0; BA: 0; BG: 0 |  |  | #VALUE! |  | #N/A | 0
AL: 0; AP: 0; AQ: 0; AR: 0; AS: 0; AT: 0; AU: 0; BA: 0; BG: 0 |  |  | #VALUE! |  | #N/A | 0
AL: 0; AP: 0; AQ: 0; AR: 0; AS: 0; AT: 0; AU: 0; BA: 0; BG: 0 |  |  | #VALUE! |  | #N/A | 0
AL: 0; AP: 0; AQ: 0; AR: 0; AS: 0; AT: 0; AU: 0; BA: 0; BG: 0 |  |  | #VALUE! |  | #N/A | 0
AL: 0; AP: 0; AQ: 0; AR: 0; AS: 0; AT: 0; AU: 0; BA: 0; BG: 0 |  |  | #VALUE! |  | #N/A | 0
AL: 0; AP: 0; AQ: 0; AR: 0; AS: 0; AT: 0; AU: 0; BA: 0; BG: 0 |  |  | #VALUE! |  | #N/A | 0
AL: 0; AP: 0; AQ: 0; AR: 0; AS: 0; AT: 0; AU: 0; BA: 0; BG: 0 |  |  | #VALUE! |  | #N/A | 0
AL: 0; AP: 0; AQ: 0; AR: 0; AS: 0; AT: 0; AU: 0; BA: 0; BG: 0 |  |  | #VALUE! |  | #N/A | 0
AL: 0; AP: 0; AQ: 0; AR: 0; AS: 0; AT: 0; AU: 0; BA: 0; BG: 0 |  |  | #VALUE! |  | #N/A | 0
AL: 0; AP: 0; AQ: 0; AR: 0; AS: 0; AT: 0; AU: 0; BA: 0; BG: 0 |  |  | #VALUE! |  | #N/A | 0
AL: 0; AP: 0; AQ: 0; AR: 0; AS: 0; AT: 0; AU: 0; BA: 0; BG: 0 |  |  | #VALUE! |  | #N/A | 0
AL: 0; AP: 0; AQ: 0; AR: 0; AS: 0; AT: 0; AU: 0; BA: 0; BG: 0 |  |  | #VALUE! |  | #N/A | 0
AL: 0; AP: 0; AQ: 0; AR: 0; AS: 0; AT: 0; AU: 0; BA: 0; BG: 0 |  |  | #VALUE! |  | #N/A | 0
AL: 0; AP: 0; AQ: 0; AR: 0; AS: 0; AT: 0; AU: 0; BA: 0; BG: 0 |  |  | #VALUE! |  |  | 0
AL: 0; AP: 0; AQ: 0; AR: 0; AS: 0; AT: 0; AU: 0; BA: 0; BG: 0 |  |  | #VALUE! |  |  | 0
AL: 0; AP: 0; AQ: 0; AR: 0; AS: 0; AT: 0; AU: 0; BA: 0; BG: 0 |  |  | #VALUE! |  |  | 0
AL: 0; AP: 0; AQ: 0; AR: 0; AS: 0; AT: 0; AU: 0; BA: 0; BG: 0 |  |  | #VALUE! |  |  | 0
AL: 0; AP: 0; AQ: 0; AR: 0; AS: 0; AT: 0; AU: 0; BA: 0; BG: 0 |  |  | #VALUE! |  |  | 0
AL: 0; AP: 0; AQ: 0; AR: 0; AS: 0; AT: 0; AU: 0; BA: 0; BG: 0 |  |  | #VALUE! |  |  | 0
AL: 0; AP: 0; AQ: 0; AR: 0; AS: 0; AT: 0; AU: 0; BA: 0; BG: 0 |  |  | #VALUE! |  |  | 0
AL: 0; AP: 0; AQ: 0; AR: 0; AS: 0; AT: 0; AU: 0; BA: 0; BG: 0 |  |  | #VALUE! |  |  | 0
AL: 0; AP: 0; AQ: 0; AR: 0; AS: 0; AT: 0; AU: 0; BA: 0; BG: 0 |  |  | #VALUE! |  |  | 0
AL: 0; AP: 0; AQ: 0; AR: 0; AS: 0; AT: 0; AU: 0; BA: 0; BG: 0 |  |  | #VALUE! |  |  | 0
AL: 0; AP: 0; AQ: 0; AR: 0; AS: 0; AT: 0; AU: 0; BA: 0; BG: 0 |  |  | #VALUE! |  |  | 0
AL: 0; AP: 0; AQ: 0; AR: 0; AS: 0; AT: 0; AU: 0; BA: 0; BG: 0 |  |  | #VALUE! |  |  | 0
AL: 0; AP: 0; AQ: 0; AR: 0; AS: 0; AT: 0; AU: 0; BA: 0; BG: 0 |  |  | #VALUE! |  |  | 0
AL: 0; AP: 0; AQ: 0; AR: 0; AS: 0; AT: 0; AU: 0; BA: 0; BG: 0 |  |  | #VALUE! |  |  | 0
AL: 0; AP: 0; AQ: 0; AR: 0; AS: 0; AT: 0; AU: 0; BA: 0; BG: 0 |  |  | #VALUE! |  |  | 0
AL: 0; AP: 0; AQ: 0; AR: 0; AS: 0; AT: 0; AU: 0; BA: 0; BG: 0 |  |  | #VALUE! |  |  | 0
AL: 0; AP: 0; AQ: 0; AR: 0; AS: 0; AT: 0; AU: 0; BA: 0; BG: 0 |  |  | #VALUE! |  |  | 0
AL: 0; AP: 0; AQ: 0; AR: 0; AS: 0; AT: 0; AU: 0; BA: 0; BG: 0 |  |  | #VALUE! |  |  | 0
AL: 0; AP: 0; AQ: 0; AR: 0; AS: 0; AT: 0; AU: 0; BA: 0; BG: 0 |  |  | #VALUE! |  |  | 0
AL: 0; AP: 0; AQ: 0; AR: 0; AS: 0; AT: 0; AU: 0; BA: 0; BG: 0 |  |  | #VALUE! |  |  | 0
AL: 0; AP: 0; AQ: 0; AR: 0; AS: 0; AT: 0; AU: 0; BA: 0; BG: 0 |  |  | #VALUE! |  |  | 0
AL: 0; AP: 0; AQ: 0; AR: 0; AS: 0; AT: 0; AU: 0; BA: 0; BG: 0 |  |  | #VALUE! |  |  | 0
AL: 0; AP: 0; AQ: 0; AR: 0; AS: 0; AT: 0; AU: 0; BA: 0; BG: 0 |  |  | #VALUE! |  |  | 0
AL: 0; AP: 0; AQ: 0; AR: 0; AS: 0; AT: 0; AU: 0; BA: 0; BG: 0 |  |  | #VALUE! |  |  | 0
AL: 0; AP: 0; AQ: 0; AR: 0; AS: 0; AT: 0; AU: 0; BA: 0; BG: 0 |  |  | #VALUE! |  |  | 0
AL: 0; AP: 0; AQ: 0; AR: 0; AS: 0; AT: 0; AU: 0; BA: 0; BG: 0 |  |  | #VALUE! |  |  | 0
AL: 0; AP: 0; AQ: 0; AR: 0; AS: 0; AT: 0; AU: 0; BA: 0; BG: 0 |  |  | #VALUE! |  |  | 0
AL: 0; AP: 0; AQ: 0; AR: 0; AS: 0; AT: 0; AU: 0; BA: 0; BG: 0 |  |  | #VALUE! |  |  | 0
AL: 0; AP: 0; AQ: 0; AR: 0; AS: 0; AT: 0; AU: 0; BA: 0; BG: 0 |  |  | #VALUE! |  |  | 0
AL: 0; AP: 0; AQ: 0; AR: 0; AS: 0; AT: 0; AU: 0; BA: 0; BG: 0 |  |  | #VALUE! |  |  | 0
AL: 0; AP: 0; AQ: 0; AR: 0; AS: 0; AT: 0; AU: 0; BA: 0; BG: 0 |  |  | #VALUE! |  |  | 0
AL: 0; AP: 0; AQ: 0; AR: 0; AS: 0; AT: 0; AU: 0; BA: 0; BG: 0 |  |  | #VALUE! |  |  | 0
AL: 0; AP: 0; AQ: 0; AR: 0; AS: 0; AT: 0; AU: 0; BA: 0; BG: 0 |  |  | #VALUE! |  |  | 0
AL: 0; AP: 0; AQ: 0; AR: 0; AS: 0; AT: 0; AU: 0; BA: 0; BG: 0 |  |  | #VALUE! |  |  | 0
AL: 0; AP: 0; AQ: 0; AR: 0; AS: 0; AT: 0; AU: 0; BA: 0; BG: 0 |  |  | #VALUE! |  |  | 0
AL: 0; AP: 0; AQ: 0; AR: 0; AS: 0; AT: 0; AU: 0; BA: 0; BG: 0 |  |  | #VALUE! |  |  | 0
AL: 0; AP: 0; AQ: 0; AR: 0; AS: 0; AT: 0; AU: 0; BA: 0; BG: 0 |  |  | #VALUE! |  |  | 0
AL: 0; AP: 0; AQ: 0; AR: 0; AS: 0; AT: 0; AU: 0; BA: 0; BG: 0 |  |  | #VALUE! |  |  | 0
AL: 0; AP: 0; AQ: 0; AR: 0; AS: 0; AT: 0; AU: 0; BA: 0; BG: 0 |  |  | #VALUE! |  |  | 0
AL: 0; AP: 0; AQ: 0; AR: 0; AS: 0; AT: 0; AU: 0; BA: 0; BG: 0 |  |  | #VALUE! |  |  | 0
[37 empty] | 0 |  |  |  | 0 | 0 | 0 | 0 | 0 | 0 | [5 empty] | 0 | [5 empty] | 0
[37 empty] | 0 |  |  |  | 0 | 0 | 0 | 0 | 0 | 0 | [5 empty] | 0 | [5 empty] | 0
[37 empty] | 0 |  |  |  | 0 | 0 | 0 | 0 | 0 | 0 | [5 empty] | 0 | [5 empty] | 0
[37 empty] | 0 |  |  |  | 0 | 0 | 0 | 0 | 0 | 0 | [5 empty] | 0 | [5 empty] | 0
[37 empty] | 0 |  |  |  | 0 | 0 | 0 | 0 | 0 | 0 | [5 empty] | 0 | [5 empty] | 0
[37 empty] | 0 |  |  |  | 0 | 0 | 0 | 0 | 0 | 0 | [5 empty] | 0 | [5 empty] | 0
[37 empty] | 0 |  |  |  | 0 | 0 | 0 | 0 | 0 | 0 | [5 empty] | 0 | [5 empty] | 0
[37 empty] | 0 |  |  |  | 0 | 0 | 0 | 0 | 0 | 0 | [5 empty] | 0 | [5 empty] | 0
[37 empty] | 0 |  |  |  | 0 | 0 | 0 | 0 | 0 | 0 | [5 empty] | 0 | [5 empty] | 0
[37 empty] | 0 |  |  |  | 0 | 0 | 0 | 0 | 0 | 0 | [5 empty] | 0 | [5 empty] | 0
[37 empty] | 0 |  |  |  | 0 | 0 | 0 | 0 | 0 | 0 | [5 empty] | 0 | [5 empty] | 0
[37 empty] | 0 |  |  |  | 0 | 0 | 0 | 0 | 0 | 0 | [5 empty] | 0 | [5 empty] | 0
[37 empty] | 0 |  |  |  | 0 | 0 | 0 | 0 | 0 | 0 | [5 empty] | 0 | [5 empty] | 0
[37 empty] | 0 |  |  |  | 0 | 0 | 0 | 0 | 0 | 0 | [5 empty] | 0 | [5 empty] | 0
[37 empty] | 0 |  |  |  | 0 | 0 | 0 | 0 | 0 | 0 | [5 empty] | 0 | [5 empty] | 0
[37 empty] | 0 |  |  |  | 0 | 0 | 0 | 0 | 0 | 0 | [5 empty] | 0 | [5 empty] | 0
[37 empty] | 0 |  |  |  | 0 | 0 | 0 | 0 | 0 | 0 | [5 empty] | 0 | [5 empty] | 0
[37 empty] | 0 |  |  |  | 0 | 0 | 0 | 0 | 0 | 0 | [5 empty] | 0 | [5 empty] | 0
[37 empty] | 0 |  |  |  | 0 | 0 | 0 | 0 | 0 | 0 | [5 empty] | 0 | [5 empty] | 0
[37 empty] | 0 |  |  |  | 0 | 0 | 0 | 0 | 0 | 0 | [5 empty] | 0 | [5 empty] | 0
[37 empty] | 0 |  |  |  | 0 | 0 | 0 | 0 | 0 | 0 | [5 empty] | 0 | [5 empty] | 0
[37 empty] | 0 |  |  |  | 0 | 0 | 0 | 0 | 0 | 0 | [5 empty] | 0 | [5 empty] | 0
[37 empty] | 0 |  |  |  | 0 | 0 | 0 | 0 | 0 | 0 | [5 empty] | 0 | [5 empty] | 0
[37 empty] | 0 |  |  |  | 0 | 0 | 0 | 0 | 0 | 0 | [5 empty] | 0 | [5 empty] | 0
[37 empty] | 0 |  |  |  | 0 | 0 | 0 | 0 | 0 | 0 | [5 empty] | 0 | [5 empty] | 0
[37 empty] | 0 |  |  |  | 0 | 0 | 0 | 0 | 0 | 0 | [5 empty] | 0 | [5 empty] | 0
[37 empty] | 0 |  |  |  | 0 | 0 | 0 | 0 | 0 | 0 | [5 empty] | 0 | [5 empty] | 0
[37 empty] | 0 |  |  |  | 0 | 0 | 0 | 0 | 0 | 0 | [5 empty] | 0 | [5 empty] | 0
[37 empty] | 0 |  |  |  | 0 | 0 | 0 | 0 | 0 | 0 | [5 empty] | 0 | [5 empty] | 0
[37 empty] | 0 |  |  |  | 0 | 0 | 0 | 0 | 0 | 0 | [5 empty] | 0 | [5 empty] | 0
[37 empty] | 0 |  |  |  | 0 | 0 | 0 | 0 | 0 | 0 | [5 empty] | 0 | [5 empty] | 0
[37 empty] | 0 |  |  |  | 0 | 0 | 0 | 0 | 0 | 0 | [5 empty] | 0 | [5 empty] | 0
[37 empty] | 0 |  |  |  | 0 | 0 | 0 | 0 | 0 | 0 | [5 empty] | 0 | [5 empty] | 0
[37 empty] | 0 |  |  |  | 0 | 0 | 0 | 0 | 0 | 0 | [5 empty] | 0 | [5 empty] | 0
[37 empty] | 0 |  |  |  | 0 | 0 | 0 | 0 | 0 | 0 | [5 empty] | 0 | [5 empty] | 0
[37 empty] | 0 |  |  |  | 0 | 0 | 0 | 0 | 0 | 0 | [5 empty] | 0 | [5 empty] | 0
[37 empty] | 0 |  |  |  | 0 | 0 | 0 | 0 | 0 | 0 | [5 empty] | 0 | [5 empty] | 0
[37 empty] | 0 |  |  |  | 0 | 0 | 0 | 0 | 0 | 0 | [5 empty] | 0 | [5 empty] | 0
[37 empty] | 0 |  |  |  | 0 | 0 | 0 | 0 | 0 | 0 | [5 empty] | 0 | [5 empty] | 0
[37 empty] | 0 |  |  |  | 0 | 0 | 0 | 0 | 0 | 0 | [5 empty] | 0 | [5 empty] | 0
[37 empty] | 0 |  |  |  | 0 | 0 | 0 | 0 | 0 | 0 | [5 empty] | 0 | [5 empty] | 0
[37 empty] | 0 |  |  |  | 0 | 0 | 0 | 0 | 0 | 0 | [5 empty] | 0 | [5 empty] | 0
[37 empty] | 0 |  |  |  | 0 | 0 | 0 | 0 | 0 | 0 | [5 empty] | 0 | [5 empty] | 0
[37 empty] | 0 |  |  |  | 0 | 0 | 0 | 0 | 0 | 0 | [5 empty] | 0 | [5 empty] | 0
[37 empty] | 0 |  |  |  | 0 | 0 | 0 | 0 | 0 | 0 | [5 empty] | 0 | [5 empty] | 0
[37 empty] | 0 |  |  |  | 0 | 0 | 0 | 0 | 0 | 0 | [5 empty] | 0 | [5 empty] | 0
[37 empty] | 0 |  |  |  | 0 | 0 | 0 | 0 | 0 | 0 | [5 empty] | 0 | [5 empty] | 0
[37 empty] | 0 |  |  |  | 0 | 0 | 0 | 0 | 0 | 0 | [5 empty] | 0 | [5 empty] | 0
[37 empty] | 0 |  |  |  | 0 | 0 | 0 | 0 | 0 | 0 | [5 empty] | 0 | [5 empty] | 0
[37 empty] | 0 |  |  |  | 0 | 0 | 0 | 0 | 0 | 0 | [5 empty] | 0 | [5 empty] | 0
[37 empty] | 0 |  |  |  | 0 | 0 | 0 | 0 | 0 | 0 | [5 empty] | 0 | [5 empty] | 0
[37 empty] | 0 |  |  |  | 0 | 0 | 0 | 0 | 0 | 0 | [5 empty] | 0 | [5 empty] | 0
[37 empty] | 0 |  |  |  | 0 | 0 | 0 | 0 | 0 | 0 | [5 empty] | 0 | [5 empty] | 0
[37 empty] | 0 |  |  |  | 0 | 0 | 0 | 0 | 0 | 0 | [5 empty] | 0 | [5 empty] | 0
[37 empty] | 0 |  |  |  | 0 | 0 | 0 | 0 | 0 | 0 | [5 empty] | 0 | [5 empty] | 0
[37 empty] | 0 |  |  |  | 0 | 0 | 0 | 0 | 0 | 0 | [5 empty] | 0 | [5 empty] | 0
[37 empty] | 0 |  |  |  | 0 | 0 | 0 | 0 | 0 | 0 | [5 empty] | 0 | [5 empty] | 0
[37 empty] | 0 |  |  |  | 0 | 0 | 0 | 0 | 0 | 0 | [5 empty] | 0 | [5 empty] | 0
[37 empty] | 0 |  |  |  | 0 | 0 | 0 | 0 | 0 | 0 | [5 empty] | 0 | [5 empty] | 0
[37 empty] | 0 |  |  |  | 0 | 0 | 0 | 0 | 0 | 0 | [5 empty] | 0 | [5 empty] | 0
[37 empty] | 0 |  |  |  | 0 | 0 | 0 | 0 | 0 | 0 | [5 empty] | 0 | [5 empty] | 0
[37 empty] | 0 |  |  |  | 0 | 0 | 0 | 0 | 0 | 0 | [5 empty] | 0 | [5 empty] | 0
[37 empty] | 0 |  |  |  | 0 | 0 | 0 | 0 | 0 | 0 | [5 empty] | 0 | [5 empty] | 0
[37 empty] | 0 |  |  |  | 0 | 0 | 0 | 0 | 0 | 0 | [5 empty] | 0 | [5 empty] | 0
[37 empty] | 0 |  |  |  | 0 | 0 | 0 | 0 | 0 | 0 | [5 empty] | 0 | [5 empty] | 0
[37 empty] | 0 |  |  |  | 0 | 0 | 0 | 0 | 0 | 0 | [5 empty] | 0 | [5 empty] | 0
[37 empty] | 0 |  |  |  | 0 | 0 | 0 | 0 | 0 | 0 | [5 empty] | 0 | [5 empty] | 0
[37 empty] | 0 |  |  |  | 0 | 0 | 0 | 0 | 0 | 0 | [5 empty] | 0 | [5 empty] | 0
[37 empty] | 0 |  |  |  | 0 | 0 | 0 | 0 | 0 | 0 | [5 empty] | 0 | [5 empty] | 0
[37 empty] | 0 |  |  |  | 0 | 0 | 0 | 0 | 0 | 0 | [5 empty] | 0 | [5 empty] | 0
[37 empty] | 0 |  |  |  | 0 | 0 | 0 | 0 | 0 | 0 | [5 empty] | 0 | [5 empty] | 0
[37 empty] | 0 |  |  |  | 0 | 0 | 0 | 0 | 0 | 0 | [5 empty] | 0 | [5 empty] | 0
[37 empty] | 0 |  |  |  | 0 | 0 | 0 | 0 | 0 | 0 | [5 empty] | 0 | [5 empty] | 0
[37 empty] | 0 |  |  |  | 0 | 0 | 0 | 0 | 0 | 0 | [5 empty] | 0 | [5 empty] | 0
[37 empty] | 0 |  |  |  | 0 | 0 | 0 | 0 | 0 | 0 | [5 empty] | 0 | [5 empty] | 0
[37 empty] | 0 |  |  |  | 0 | 0 | 0 | 0 | 0 | 0 | [5 empty] | 0 | [5 empty] | 0
[37 empty] | 0 |  |  |  | 0 | 0 | 0 | 0 | 0 | 0 | [5 empty] | 0 | [5 empty] | 0
[37 empty] | 0 |  |  |  | 0 | 0 | 0 | 0 | 0 | 0 | [5 empty] | 0 | [5 empty] | 0
[37 empty] | 0 |  |  |  | 0 | 0 | 0 | 0 | 0 | 0 | [5 empty] | 0 | [5 empty] | 0
[37 empty] | 0 |  |  |  | 0 | 0 | 0 | 0 | 0 | 0 | [5 empty] | 0 | [5 empty] | 0
[37 empty] | 0 |  |  |  | 0 | 0 | 0 | 0 | 0 | 0 | [5 empty] | 0 | [5 empty] | 0
[37 empty] | 0 |  |  |  | 0 | 0 | 0 | 0 | 0 | 0 | [5 empty] | 0 | [5 empty] | 0
[37 empty] | 0 |  |  |  | 0 | 0 | 0 | 0 | 0 | 0 | [5 empty] | 0 | [5 empty] | 0
[37 empty] | 0 |  |  |  | 0 | 0 | 0 | 0 | 0 | 0 | [5 empty] | 0 | [5 empty] | 0
[37 empty] | 0 |  |  |  | 0 | 0 | 0 | 0 | 0 | 0 | [5 empty] | 0 | [5 empty] | 0
[37 empty] | 0 |  |  |  | 0 | 0 | 0 | 0 | 0 | 0 | [5 empty] | 0 | [5 empty] | 0
[37 empty] | 0 |  |  |  | 0 | 0 | 0 | 0 | 0 | 0 | [5 empty] | 0 | [5 empty] | 0
[37 empty] | 0 |  |  |  | 0 | 0 | 0 | 0 | 0 | 0 | [5 empty] | 0 | [5 empty] | 0
[37 empty] | 0 |  |  |  | 0 | 0 | 0 | 0 | 0 | 0 | [5 empty] | 0 | [5 empty] | 0
[37 empty] | 0 |  |  |  | 0 | 0 | 0 | 0 | 0 | 0 | [5 empty] | 0 | [5 empty] | 0
[37 empty] | 0 |  |  |  | 0 | 0 | 0 | 0 | 0 | 0 | [5 empty] | 0 | [5 empty] | 0
[37 empty] | 0 |  |  |  | 0 | 0 | 0 | 0 | 0 | 0 | [5 empty] | 0 | [5 empty] | 0
[37 empty] | 0 |  |  |  | 0 | 0 | 0 | 0 | 0 | 0 | [5 empty] | 0 | [5 empty] | 0
[37 empty] | 0 |  |  |  | 0 | 0 | 0 | 0 | 0 | 0 | [5 empty] | 0 | [5 empty] | 0
[37 empty] | 0 |  |  |  | 0 | 0 | 0 | 0 | 0 | 0 | [5 empty] | 0 | [5 empty] | 0
[37 empty] | 0 |  |  |  | 0 | 0 | 0 | 0 | 0 | 0 | [5 empty] | 0 | [5 empty] | 0
[37 empty] | 0 |  |  |  | 0 | 0 | 0 | 0 | 0 | 0 | [5 empty] | 0 | [5 empty] | 0
[37 empty] | 0 |  |  |  | 0 | 0 | 0 | 0 | 0 | 0 | [5 empty] | 0 | [5 empty] | 0
[37 empty] | 0 |  |  |  | 0 | 0 | 0 | 0 | 0 | 0 | [5 empty] | 0 | [5 empty] | 0
[37 empty] | 0 |  |  |  | 0 | 0 | 0 | 0 | 0 | 0 | [5 empty] | 0 | [5 empty] | 0
[37 empty] | 0 |  |  |  | 0 | 0 | 0 | 0 | 0 | 0 | [5 empty] | 0 | [5 empty] | 0
[37 empty] | 0 |  |  |  | 0 | 0 | 0 | 0 | 0 | 0 | [5 empty] | 0 | [5 empty] | 0
[37 empty] | 0 |  |  |  | 0 | 0 | 0 | 0 | 0 | 0 | [5 empty] | 0 | [5 empty] | 0
[37 empty] | 0 |  |  |  | 0 | 0 | 0 | 0 | 0 | 0 | [5 empty] | 0 | [5 empty] | 0
[37 empty] | 0 |  |  |  | 0 | 0 | 0 | 0 | 0 | 0 | [5 empty] | 0 | [5 empty] | 0
[37 empty] | 0 |  |  |  | 0 | 0 | 0 | 0 | 0 | 0 | [5 empty] | 0 | [5 empty] | 0
[37 empty] | 0 |  |  |  | 0 | 0 | 0 | 0 | 0 | 0 | [5 empty] | 0 | [5 empty] | 0
[37 empty] | 0 |  |  |  | 0 | 0 | 0 | 0 | 0 | 0 | [5 empty] | 0 | [5 empty] | 0
[37 empty] | 0 |  |  |  | 0 | 0 | 0 | 0 | 0 | 0 | [5 empty] | 0 | [5 empty] | 0
[37 empty] | 0 |  |  |  | 0 | 0 | 0 | 0 | 0 | 0 | [5 empty] | 0 | [5 empty] | 0
[37 empty] | 0 |  |  |  | 0 | 0 | 0 | 0 | 0 | 0 | [5 empty] | 0 | [5 empty] | 0
[37 empty] | 0 |  |  |  | 0 | 0 | 0 | 0 | 0 | 0 | [5 empty] | 0 | [5 empty] | 0
[37 empty] | 0 |  |  |  | 0 | 0 | 0 | 0 | 0 | 0 | [5 empty] | 0 | [5 empty] | 0
[37 empty] | 0 |  |  |  | 0 | 0 | 0 | 0 | 0 | 0 | [5 empty] | 0 | [5 empty] | 0
[37 empty] | 0 |  |  |  | 0 | 0 | 0 | 0 | 0 | 0 | [5 empty] | 0 | [5 empty] | 0
[37 empty] | 0 |  |  |  | 0 | 0 | 0 | 0 | 0 | 0 | [5 empty] | 0 | [5 empty] | 0
[37 empty] | 0 |  |  |  | 0 | 0 | 0 | 0 | 0 | 0 | [5 empty] | 0 | [5 empty] | 0
[37 empty] | 0 |  |  |  | 0 | 0 | 0 | 0 | 0 | 0 | [5 empty] | 0 | [5 empty] | 0
[37 empty] | 0 |  |  |  | 0 | 0 | 0 | 0 | 0 | 0 | [5 empty] | 0 | [5 empty] | 0
[37 empty] | 0 |  |  |  | 0 | 0 | 0 | 0 | 0 | 0 | [5 empty] | 0 | [5 empty] | 0
[37 empty] | 0 |  |  |  | 0 | 0 | 0 | 0 | 0 | 0 | [5 empty] | 0 | [5 empty] | 0
[37 empty] | 0 |  |  |  | 0 | 0 | 0 | 0 | 0 | 0 | [5 empty] | 0 | [5 empty] | 0
[37 empty] | 0 |  |  |  | 0 | 0 | 0 | 0 | 0 | 0 | [5 empty] | 0 | [5 empty] | 0
[37 empty] | 0 |  |  |  | 0 | 0 | 0 | 0 | 0 | 0 | [5 empty] | 0 | [5 empty] | 0
[37 empty] | 0 |  |  |  | 0 | 0 | 0 | 0 | 0 | 0 | [5 empty] | 0 | [5 empty] | 0
[37 empty] | 0 |  |  |  | 0 | 0 | 0 | 0 | 0 | 0 | [5 empty] | 0 | [5 empty] | 0
[37 empty] | 0 |  |  |  | 0 | 0 | 0 | 0 | 0 | 0 | [5 empty] | 0 | [5 empty] | 0
[37 empty] | 0 |  |  |  | 0 | 0 | 0 | 0 | 0 | 0 | [5 empty] | 0 | [5 empty] | 0
[37 empty] | 0 |  |  |  | 0 | 0 | 0 | 0 | 0 | 0 | [5 empty] | 0 | [5 empty] | 0
[37 empty] | 0 |  |  |  | 0 | 0 | 0 | 0 | 0 | 0 | [5 empty] | 0 | [5 empty] | 0
[37 empty] | 0 |  |  |  | 0 | 0 | 0 | 0 | 0 | 0 | [5 empty] | 0 | [5 empty] | 0
[37 empty] | 0 |  |  |  | 0 | 0 | 0 | 0 | 0 | 0 | [5 empty] | 0 | [5 empty] | 0
[37 empty] | 0 |  |  |  | 0 | 0 | 0 | 0 | 0 | 0 | [5 empty] | 0 | [5 empty] | 0
[37 empty] | 0 |  |  |  | 0 | 0 | 0 | 0 | 0 | 0 | [5 empty] | 0 | [5 empty] | 0
[37 empty] | 0 |  |  |  | 0 | 0 | 0 | 0 | 0 | 0 | [5 empty] | 0 | [5 empty] | 0
[37 empty] | 0 |  |  |  | 0 | 0 | 0 | 0 | 0 | 0 | [5 empty] | 0 | [5 empty] | 0
[37 empty] | 0 |  |  |  | 0 | 0 | 0 | 0 | 0 | 0 | [5 empty] | 0 | [5 empty] | 0
[37 empty] | 0 |  |  |  | 0 | 0 | 0 | 0 | 0 | 0 | [5 empty] | 0 | [5 empty] | 0
[37 empty] | 0 |  |  |  | 0 | 0 | 0 | 0 | 0 | 0 | [5 empty] | 0 | [5 empty] | 0
[37 empty] | 0 |  |  |  | 0 | 0 | 0 | 0 | 0 | 0 | [5 empty] | 0 | [5 empty] | 0
[37 empty] | 0 |  |  |  | 0 | 0 | 0 | 0 | 0 | 0 | [5 empty] | 0 | [5 empty] | 0
[37 empty] | 0 |  |  |  | 0 | 0 | 0 | 0 | 0 | 0 | [5 empty] | 0 | [5 empty] | 0
[37 empty] | 0 |  |  |  | 0 | 0 | 0 | 0 | 0 | 0 | [5 empty] | 0 | [5 empty] | 0
[37 empty] | 0 |  |  |  | 0 | 0 | 0 | 0 | 0 | 0 | [5 empty] | 0 | [5 empty] | 0
[37 empty] | 0 |  |  |  | 0 | 0 | 0 | 0 | 0 | 0 | [5 empty] | 0 | [5 empty] | 0
[37 empty] | 0 |  |  |  | 0 | 0 | 0 | 0 | 0 | 0 | [5 empty] | 0 | [5 empty] | 0
[37 empty] | 0 |  |  |  | 0 | 0 | 0 | 0 | 0 | 0 | [5 empty] | 0 | [5 empty] | 0
[37 empty] | 0 |  |  |  | 0 | 0 | 0 | 0 | 0 | 0 | [5 empty] | 0 | [5 empty] | 0
[37 empty] | 0 |  |  |  | 0 | 0 | 0 | 0 | 0 | 0 | [5 empty] | 0 | [5 empty] | 0
[37 empty] | 0 |  |  |  | 0 | 0 | 0 | 0 | 0 | 0 | [5 empty] | 0 | [5 empty] | 0
[37 empty] | 0 |  |  |  | 0 | 0 | 0 | 0 | 0 | 0 | [5 empty] | 0 | [5 empty] | 0
[37 empty] | 0 |  |  |  | 0 | 0 | 0 | 0 | 0 | 0 | [5 empty] | 0 | [5 empty] | 0
[37 empty] | 0 |  |  |  | 0 | 0 | 0 | 0 | 0 | 0 | [5 empty] | 0 | [5 empty] | 0
[37 empty] | 0 |  |  |  | 0 | 0 | 0 | 0 | 0 | 0 | [5 empty] | 0 | [5 empty] | 0
[37 empty] | 0 |  |  |  | 0 | 0 | 0 | 0 | 0 | 0 | [5 empty] | 0 | [5 empty] | 0
[37 empty] | 0 |  |  |  | 0 | 0 | 0 | 0 | 0 | 0 | [5 empty] | 0 | [5 empty] | 0
[37 empty] | 0 |  |  |  | 0 | 0 | 0 | 0 | 0 | 0 | [5 empty] | 0 | [5 empty] | 0
[37 empty] | 0 |  |  |  | 0 | 0 | 0 | 0 | 0 | 0 | [5 empty] | 0 | [5 empty] | 0
[37 empty] | 0 |  |  |  | 0 | 0 | 0 | 0 | 0 | 0 | [5 empty] | 0 | [5 empty] | 0
[37 empty] | 0 |  |  |  | 0 | 0 | 0 | 0 | 0 | 0 | [5 empty] | 0 | [5 empty] | 0
[37 empty] | 0 |  |  |  | 0 | 0 | 0 | 0 | 0 | 0 | [5 empty] | 0 | [5 empty] | 0
[37 empty] | 0 |  |  |  | 0 | 0 | 0 | 0 | 0 | 0 | [5 empty] | 0 | [5 empty] | 0
[37 empty] | 0 |  |  |  | 0 | 0 | 0 | 0 | 0 | 0 | [5 empty] | 0 | [5 empty] | 0
[37 empty] | 0 |  |  |  | 0 | 0 | 0 | 0 | 0 | 0 | [5 empty] | 0 | [5 empty] | 0
[37 empty] | 0 |  |  |  | 0 | 0 | 0 | 0 | 0 | 0 | [5 empty] | 0 | [5 empty] | 0
[37 empty] | 0 |  |  |  | 0 | 0 | 0 | 0 | 0 | 0 | [5 empty] | 0 | [5 empty] | 0
[37 empty] | 0 |  |  |  | 0 | 0 | 0 | 0 | 0 | 0 | [5 empty] | 0 | [5 empty] | 0
[37 empty] | 0 |  |  |  | 0 | 0 | 0 | 0 | 0 | 0 | [5 empty] | 0 | [5 empty] | 0
[37 empty] | 0 |  |  |  | 0 | 0 | 0 | 0 | 0 | 0 | [5 empty] | 0 | [5 empty] | 0
[37 empty] | 0 |  |  |  | 0 | 0 | 0 | 0 | 0 | 0 | [5 empty] | 0 | [5 empty] | 0
[37 empty] | 0 |  |  |  | 0 | 0 | 0 | 0 | 0 | 0 | [5 empty] | 0 | [5 empty] | 0
[37 empty] | 0 |  |  |  | 0 | 0 | 0 | 0 | 0 | 0 | [5 empty] | 0 | [5 empty] | 0
[37 empty] | 0 |  |  |  | 0 | 0 | 0 | 0 | 0 | 0 | [5 empty] | 0 | [5 empty] | 0
[37 empty] | 0 |  |  |  | 0 | 0 | 0 | 0 | 0 | 0 | [5 empty] | 0 | [5 empty] | 0
[37 empty] | 0 |  |  |  | 0 | 0 | 0 | 0 | 0 | 0 | [5 empty] | 0 | [5 empty] | 0
[37 empty] | 0 |  |  |  | 0 | 0 | 0 | 0 | 0 | 0 | [5 empty] | 0 | [5 empty] | 0
[37 empty] | 0 |  |  |  | 0 | 0 | 0 | 0 | 0 | 0 | [5 empty] | 0 | [5 empty] | 0
[37 empty] | 0 |  |  |  | 0 | 0 | 0 | 0 | 0 | 0 | [5 empty] | 0 | [5 empty] | 0
[37 empty] | 0 |  |  |  | 0 | 0 | 0 | 0 | 0 | 0 | [5 empty] | 0 | [5 empty] | 0
[37 empty] | 0 |  |  |  | 0 | 0 | 0 | 0 | 0 | 0 | [5 empty] | 0 | [5 empty] | 0
[37 empty] | 0 |  |  |  | 0 | 0 | 0 | 0 | 0 | 0 | [5 empty] | 0 | [5 empty] | 0
[37 empty] | 0 |  |  |  | 0 | 0 | 0 | 0 | 0 | 0 | [5 empty] | 0 | [5 empty] | 0
[37 empty] | 0 |  |  |  | 0 | 0 | 0 | 0 | 0 | 0 | [5 empty] | 0 | [5 empty] | 0
[37 empty] | 0 |  |  |  | 0 | 0 | 0 | 0 | 0 | 0 | [5 empty] | 0 | [5 empty] | 0
[37 empty] | 0 |  |  |  | 0 | 0 | 0 | 0 | 0 | 0 | [5 empty] | 0 | [5 empty] | 0
[37 empty] | 0 |  |  |  | 0 | 0 | 0 | 0 | 0 | 0 | [5 empty] | 0 | [5 empty] | 0
[37 empty] | 0 |  |  |  | 0 | 0 | 0 | 0 | 0 | 0 | [5 empty] | 0 | [5 empty] | 0
[37 empty] | 0 |  |  |  | 0 | 0 | 0 | 0 | 0 | 0 | [5 empty] | 0 | [5 empty] | 0
[37 empty] | 0 |  |  |  | 0 | 0 | 0 | 0 | 0 | 0 | [5 empty] | 0 | [5 empty] | 0
[37 empty] | 0 |  |  |  | 0 | 0 | 0 | 0 | 0 | 0 | [5 empty] | 0 | [5 empty] | 0
[37 empty] | 0 |  |  |  | 0 | 0 | 0 | 0 | 0 | 0 | [5 empty] | 0 | [5 empty] | 0
[37 empty] | 0 |  |  |  | 0 | 0 | 0 | 0 | 0 | 0 | [5 empty] | 0 | [5 empty] | 0
[37 empty] | 0 |  |  |  | 0 | 0 | 0 | 0 | 0 | 0 | [5 empty] | 0 | [5 empty] | 0
[37 empty] | 0 |  |  |  | 0 | 0 | 0 | 0 | 0 | 0 | [5 empty] | 0 | [5 empty] | 0
[37 empty] | 0 |  |  |  | 0 | 0 | 0 | 0 | 0 | 0 | [5 empty] | 0 | [5 empty] | 0
[37 empty] | 0 |  |  |  | 0 | 0 | 0 | 0 | 0 | 0 | [5 empty] | 0 | [5 empty] | 0
[37 empty] | 0 |  |  |  | 0 | 0 | 0 | 0 | 0 | 0 | [5 empty] | 0 | [5 empty] | 0
[37 empty] | 0 |  |  |  | 0 | 0 | 0 | 0 | 0 | 0 | [5 empty] | 0 | [5 empty] | 0
[37 empty] | 0 |  |  |  | 0 | 0 | 0 | 0 | 0 | 0 | [5 empty] | 0 | [5 empty] | 0
[37 empty] | 0 |  |  |  | 0 | 0 | 0 | 0 | 0 | 0 | [5 empty] | 0 | [5 empty] | 0
[37 empty] | 0 |  |  |  | 0 | 0 | 0 | 0 | 0 | 0 | [5 empty] | 0 | [5 empty] | 0
[37 empty] | 0 |  |  |  | 0 | 0 | 0 | 0 | 0 | 0 | [5 empty] | 0 | [5 empty] | 0
[37 empty] | 0 |  |  |  | 0 | 0 | 0 | 0 | 0 | 0 | [5 empty] | 0 | [5 empty] | 0
[37 empty] | 0 |  |  |  | 0 | 0 | 0 | 0 | 0 | 0 | [5 empty] | 0 | [5 empty] | 0
[37 empty] | 0 |  |  |  | 0 | 0 | 0 | 0 | 0 | 0 | [5 empty] | 0 | [5 empty] | 0
[37 empty] | 0 |  |  |  | 0 | 0 | 0 | 0 | 0 | 0 | [5 empty] | 0 | [5 empty] | 0
[37 empty] | 0 |  |  |  | 0 | 0 | 0 | 0 | 0 | 0 | [5 empty] | 0 | [5 empty] | 0
[37 empty] | 0 |  |  |  | 0 | 0 | 0 | 0 | 0 | 0 | [5 empty] | 0 | [5 empty] | 0
[37 empty] | 0 |  |  |  | 0 | 0 | 0 | 0 | 0 | 0 | [5 empty] | 0 | [5 empty] | 0
[37 empty] | 0 |  |  |  | 0 | 0 | 0 | 0 | 0 | 0 | [5 empty] | 0 | [5 empty] | 0
[37 empty] | 0 |  |  |  | 0 | 0 | 0 | 0 | 0 | 0 | [5 empty] | 0 | [5 empty] | 0
[37 empty] | 0 |  |  |  | 0 | 0 | 0 | 0 | 0 | 0 | [5 empty] | 0 | [5 empty] | 0
[37 empty] | 0 |  |  |  | 0 | 0 | 0 | 0 | 0 | 0 | [5 empty] | 0 | [5 empty] | 0
[37 empty] | 0 |  |  |  | 0 | 0 | 0 | 0 | 0 | 0 | [5 empty] | 0 | [5 empty] | 0
[37 empty] | 0 |  |  |  | 0 | 0 | 0 | 0 | 0 | 0 | [5 empty] | 0 | [5 empty] | 0
[37 empty] | 0 |  |  |  | 0 | 0 | 0 | 0 | 0 | 0 | [5 empty] | 0 | [5 empty] | 0
[37 empty] | 0 |  |  |  | 0 | 0 | 0 | 0 | 0 | 0 | [5 empty] | 0 | [5 empty] | 0
[37 empty] | 0 |  |  |  | 0 | 0 | 0 | 0 | 0 | 0 | [5 empty] | 0 | [5 empty] | 0
[37 empty] | 0 |  |  |  | 0 | 0 | 0 | 0 | 0 | 0 | [5 empty] | 0 | [5 empty] | 0
[37 empty] | 0 |  |  |  | 0 | 0 | 0 | 0 | 0 | 0 | [5 empty] | 0 | [5 empty] | 0
[37 empty] | 0 |  |  |  | 0 | 0 | 0 | 0 | 0 | 0 | [5 empty] | 0 | [5 empty] | 0
[37 empty] | 0 |  |  |  | 0 | 0 | 0 | 0 | 0 | 0 | [5 empty] | 0 | [5 empty] | 0
[37 empty] | 0 |  |  |  | 0 | 0 | 0 | 0 | 0 | 0 | [5 empty] | 0 | [5 empty] | 0
[37 empty] | 0 |  |  |  | 0 | 0 | 0 | 0 | 0 | 0 | [5 empty] | 0 | [5 empty] | 0
[37 empty] | 0 |  |  |  | 0 | 0 | 0 | 0 | 0 | 0 | [5 empty] | 0 | [5 empty] | 0
[37 empty] | 0 |  |  |  | 0 | 0 | 0 | 0 | 0 | 0 | [5 empty] | 0 | [5 empty] | 0
[37 empty] | 0 |  |  |  | 0 | 0 | 0 | 0 | 0 | 0 | [5 empty] | 0 | [5 empty] | 0
[37 empty] | 0 |  |  |  | 0 | 0 | 0 | 0 | 0 | 0 | [5 empty] | 0 | [5 empty] | 0
[37 empty] | 0 |  |  |  | 0 | 0 | 0 | 0 | 0 | 0 | [5 empty] | 0 | [5 empty] | 0
[37 empty] | 0 |  |  |  | 0 | 0 | 0 | 0 | 0 | 0 | [5 empty] | 0 | [5 empty] | 0
[37 empty] | 0 |  |  |  | 0 | 0 | 0 | 0 | 0 | 0 | [5 empty] | 0 | [5 empty] | 0
[37 empty] | 0 |  |  |  | 0 | 0 | 0 | 0 | 0 | 0 | [5 empty] | 0 | [5 empty] | 0
[37 empty] | 0 |  |  |  | 0 | 0 | 0 | 0 | 0 | 0 | [5 empty] | 0 | [5 empty] | 0
[37 empty] | 0 |  |  |  | 0 | 0 | 0 | 0 | 0 | 0 | [5 empty] | 0 | [5 empty] | 0
[37 empty] | 0 |  |  |  | 0 | 0 | 0 | 0 | 0 | 0 | [5 empty] | 0 | [5 empty] | 0
[37 empty] | 0 |  |  |  | 0 | 0 | 0 | 0 | 0 | 0 | [5 empty] | 0 | [5 empty] | 0
[37 empty] | 0 |  |  |  | 0 | 0 | 0 | 0 | 0 | 0 | [5 empty] | 0 | [5 empty] | 0
[37 empty] | 0 |  |  |  | 0 | 0 | 0 | 0 | 0 | 0 | [5 empty] | 0 | [5 empty] | 0
[37 empty] | 0 |  |  |  | 0 | 0 | 0 | 0 | 0 | 0 | [5 empty] | 0 | [5 empty] | 0
[37 empty] | 0 |  |  |  | 0 | 0 | 0 | 0 | 0 | 0 | [5 empty] | 0 | [5 empty] | 0
[37 empty] | 0 |  |  |  | 0 | 0 | 0 | 0 | 0 | 0 | [5 empty] | 0 | [5 empty] | 0
[37 empty] | 0 |  |  |  | 0 | 0 | 0 | 0 | 0 | 0 | [5 empty] | 0 | [5 empty] | 0
[37 empty] | 0 |  |  |  | 0 | 0 | 0 | 0 | 0 | 0 | [5 empty] | 0 | [5 empty] | 0
[37 empty] | 0 |  |  |  | 0 | 0 | 0 | 0 | 0 | 0 | [5 empty] | 0 | [5 empty] | 0
[37 empty] | 0 |  |  |  | 0 | 0 | 0 | 0 | 0 | 0 | [5 empty] | 0 | [5 empty] | 0
[37 empty] | 0 |  |  |  | 0 | 0 | 0 | 0 | 0 | 0 | [5 empty] | 0 | [5 empty] | 0
[37 empty] | 0 |  |  |  | 0 | 0 | 0 | 0 | 0 | 0 | [5 empty] | 0 | [5 empty] | 0
[37 empty] | 0 |  |  |  | 0 | 0 | 0 | 0 | 0 | 0 | [5 empty] | 0 | [5 empty] | 0
[37 empty] | 0 |  |  |  | 0 | 0 | 0 | 0 | 0 | 0 | [5 empty] | 0 | [5 empty] | 0
[37 empty] | 0 |  |  |  | 0 | 0 | 0 | 0 | 0 | 0 | [5 empty] | 0 | [5 empty] | 0
[37 empty] | 0 |  |  |  | 0 | 0 | 0 | 0 | 0 | 0 | [5 empty] | 0 | [5 empty] | 0
[37 empty] | 0 |  |  |  | 0 | 0 | 0 | 0 | 0 | 0 | [5 empty] | 0 | [5 empty] | 0
[37 empty] | 0 |  |  |  | 0 | 0 | 0 | 0 | 0 | 0 | [5 empty] | 0 | [5 empty] | 0
[37 empty] | 0 |  |  |  | 0 | 0 | 0 | 0 | 0 | 0 | [5 empty] | 0 | [5 empty] | 0
[37 empty] | 0 |  |  |  | 0 | 0 | 0 | 0 | 0 | 0 | [5 empty] | 0 | [5 empty] | 0
[37 empty] | 0 |  |  |  | 0 | 0 | 0 | 0 | 0 | 0 | [5 empty] | 0 | [5 empty] | 0
[37 empty] | 0 |  |  |  | 0 | 0 | 0 | 0 | 0 | 0 | [5 empty] | 0 | [5 empty] | 0
[37 empty] | 0 |  |  |  | 0 | 0 | 0 | 0 | 0 | 0 | [5 empty] | 0 | [5 empty] | 0
[37 empty] | 0 |  |  |  | 0 | 0 | 0 | 0 | 0 | 0 | [5 empty] | 0 | [5 empty] | 0
[37 empty] | 0 |  |  |  | 0 | 0 | 0 | 0 | 0 | 0 | [5 empty] | 0 | [5 empty] | 0
[37 empty] | 0 |  |  |  | 0 | 0 | 0 | 0 | 0 | 0 | [5 empty] | 0 | [5 empty] | 0
[37 empty] | 0 |  |  |  | 0 | 0 | 0 | 0 | 0 | 0 | [5 empty] | 0 | [5 empty] | 0
[37 empty] | 0 |  |  |  | 0 | 0 | 0 | 0 | 0 | 0 | [5 empty] | 0 | [5 empty] | 0
[37 empty] | 0 |  |  |  | 0 | 0 | 0 | 0 | 0 | 0 | [5 empty] | 0 | [5 empty] | 0
[37 empty] | 0 |  |  |  | 0 | 0 | 0 | 0 | 0 | 0 | [5 empty] | 0 | [5 empty] | 0
[37 empty] | 0 |  |  |  | 0 | 0 | 0 | 0 | 0 | 0 | [5 empty] | 0 | [5 empty] | 0
[37 empty] | 0 |  |  |  | 0 | 0 | 0 | 0 | 0 | 0 | [5 empty] | 0 | [5 empty] | 0
[37 empty] | 0 |  |  |  | 0 | 0 | 0 | 0 | 0 | 0 | [5 empty] | 0 | [5 empty] | 0
[37 empty] | 0 |  |  |  | 0 | 0 | 0 | 0 | 0 | 0 | [5 empty] | 0 | [5 empty] | 0
[37 empty] | 0 |  |  |  | 0 | 0 | 0 | 0 | 0 | 0 | [5 empty] | 0 | [5 empty] | 0
[37 empty] | 0 |  |  |  | 0 | 0 | 0 | 0 | 0 | 0 | [5 empty] | 0 | [5 empty] | 0
[37 empty] | 0 |  |  |  | 0 | 0 | 0 | 0 | 0 | 0 | [5 empty] | 0 | [5 empty] | 0
[37 empty] | 0 |  |  |  | 0 | 0 | 0 | 0 | 0 | 0 | [5 empty] | 0 | [5 empty] | 0
[37 empty] | 0 |  |  |  | 0 | 0 | 0 | 0 | 0 | 0 | [5 empty] | 0 | [5 empty] | 0
[37 empty] | 0 |  |  |  | 0 | 0 | 0 | 0 | 0 | 0 | [5 empty] | 0 | [5 empty] | 0
[37 empty] | 0 |  |  |  | 0 | 0 | 0 | 0 | 0 | 0 | [5 empty] | 0 | [5 empty] | 0
[37 empty] | 0 |  |  |  | 0 | 0 | 0 | 0 | 0 | 0 | [5 empty] | 0 | [5 empty] | 0
[37 empty] | 0 |  |  |  | 0 | 0 | 0 | 0 | 0 | 0 | [5 empty] | 0 | [5 empty] | 0
[37 empty] | 0 |  |  |  | 0 | 0 | 0 | 0 | 0 | 0 | [5 empty] | 0 | [5 empty] | 0
[37 empty] | 0 |  |  |  | 0 | 0 | 0 | 0 | 0 | 0 | [5 empty] | 0 | [5 empty] | 0
[37 empty] | 0 |  |  |  | 0 | 0 | 0 | 0 | 0 | 0 | [5 empty] | 0 | [5 empty] | 0
[37 empty] | 0 |  |  |  | 0 | 0 | 0 | 0 | 0 | 0 | [5 empty] | 0 | [5 empty] | 0
[37 empty] | 0 |  |  |  | 0 | 0 | 0 | 0 | 0 | 0 | [5 empty] | 0 | [5 empty] | 0
[37 empty] | 0 |  |  |  | 0 | 0 | 0 | 0 | 0 | 0 | [5 empty] | 0 | [5 empty] | 0
[37 empty] | 0 |  |  |  | 0 | 0 | 0 | 0 | 0 | 0 | [5 empty] | 0 | [5 empty] | 0
[37 empty] | 0 |  |  |  | 0 | 0 | 0 | 0 | 0 | 0 | [5 empty] | 0 | [5 empty] | 0
[37 empty] | 0 |  |  |  | 0 | 0 | 0 | 0 | 0 | 0 | [5 empty] | 0 | [5 empty] | 0
[37 empty] | 0 |  |  |  | 0 | 0 | 0 | 0 | 0 | 0 | [5 empty] | 0 | [5 empty] | 0
[37 empty] | 0 |  |  |  | 0 | 0 | 0 | 0 | 0 | 0 | [5 empty] | 0 | [5 empty] | 0
[37 empty] | 0 |  |  |  | 0 | 0 | 0 | 0 | 0 | 0 | [5 empty] | 0 | [5 empty] | 0
[37 empty] | 0 |  |  |  | 0 | 0 | 0 | 0 | 0 | 0 | [5 empty] | 0 | [5 empty] | 0
[37 empty] | 0 |  |  |  | 0 | 0 | 0 | 0 | 0 | 0 | [5 empty] | 0 | [5 empty] | 0
[37 empty] | 0 |  |  |  | 0 | 0 | 0 | 0 | 0 | 0 | [5 empty] | 0 | [5 empty] | 0
[37 empty] | 0 |  |  |  | 0 | 0 | 0 | 0 | 0 | 0 | [5 empty] | 0 | [5 empty] | 0
[37 empty] | 0 |  |  |  | 0 | 0 | 0 | 0 | 0 | 0 | [5 empty] | 0 | [5 empty] | 0
[37 empty] | 0 |  |  |  | 0 | 0 | 0 | 0 | 0 | 0 | [5 empty] | 0 | [5 empty] | 0
[37 empty] | 0 |  |  |  | 0 | 0 | 0 | 0 | 0 | 0 | [5 empty] | 0 | [5 empty] | 0
[37 empty] | 0 |  |  |  | 0 | 0 | 0 | 0 | 0 | 0 | [5 empty] | 0 | [5 empty] | 0
[37 empty] | 0 |  |  |  | 0 | 0 | 0 | 0 | 0 | 0 | [5 empty] | 0 | [5 empty] | 0
[37 empty] | 0 |  |  |  | 0 | 0 | 0 | 0 | 0 | 0 | [5 empty] | 0 | [5 empty] | 0
[37 empty] | 0 |  |  |  | 0 | 0 | 0 | 0 | 0 | 0 | [5 empty] | 0 | [5 empty] | 0
[37 empty] | 0 |  |  |  | 0 | 0 | 0 | 0 | 0 | 0 | [5 empty] | 0 | [5 empty] | 0
[37 empty] | 0 |  |  |  | 0 | 0 | 0 | 0 | 0 | 0 | [5 empty] | 0 | [5 empty] | 0
[37 empty] | 0 |  |  |  | 0 | 0 | 0 | 0 | 0 | 0 | [5 empty] | 0 | [5 empty] | 0
[37 empty] | 0 |  |  |  | 0 | 0 | 0 | 0 | 0 | 0 | [5 empty] | 0 | [5 empty] | 0
[37 empty] | 0 |  |  |  | 0 | 0 | 0 | 0 | 0 | 0 | [5 empty] | 0 | [5 empty] | 0
[37 empty] | 0 |  |  |  | 0 | 0 | 0 | 0 | 0 | 0 | [5 empty] | 0 | [5 empty] | 0
[37 empty] | 0 |  |  |  | 0 | 0 | 0 | 0 | 0 | 0 | [5 empty] | 0 | [5 empty] | 0
[37 empty] | 0 |  |  |  | 0 | 0 | 0 | 0 | 0 | 0 | [5 empty] | 0 | [5 empty] | 0
[37 empty] | 0 |  |  |  | 0 | 0 | 0 | 0 | 0 | 0 | [5 empty] | 0 | [5 empty] | 0
[37 empty] | 0 |  |  |  | 0 | 0 | 0 | 0 | 0 | 0 | [5 empty] | 0 | [5 empty] | 0
[37 empty] | 0 |  |  |  | 0 | 0 | 0 | 0 | 0 | 0 | [5 empty] | 0 | [5 empty] | 0
[37 empty] | 0 |  |  |  | 0 | 0 | 0 | 0 | 0 | 0 | [5 empty] | 0 | [5 empty] | 0
[37 empty] | 0 |  |  |  | 0 | 0 | 0 | 0 | 0 | 0 | [5 empty] | 0 | [5 empty] | 0
[37 empty] | 0 |  |  |  | 0 | 0 | 0 | 0 | 0 | 0 | [5 empty] | 0 | [5 empty] | 0
[37 empty] | 0 |  |  |  | 0 | 0 | 0 | 0 | 0 | 0 | [5 empty] | 0 | [5 empty] | 0
[37 empty] | 0 |  |  |  | 0 | 0 | 0 | 0 | 0 | 0 | [5 empty] | 0 | [5 empty] | 0
[37 empty] | 0 |  |  |  | 0 | 0 | 0 | 0 | 0 | 0 | [5 empty] | 0 | [5 empty] | 0
[37 empty] | 0 |  |  |  | 0 | 0 | 0 | 0 | 0 | 0 | [5 empty] | 0 | [5 empty] | 0
[37 empty] | 0 |  |  |  | 0 | 0 | 0 | 0 | 0 | 0 | [5 empty] | 0 | [5 empty] | 0
[37 empty] | 0 |  |  |  | 0 | 0 | 0 | 0 | 0 | 0 | [5 empty] | 0 | [5 empty] | 0
[37 empty] | 0 |  |  |  | 0 | 0 | 0 | 0 | 0 | 0 | [5 empty] | 0 | [5 empty] | 0
[37 empty] | 0 |  |  |  | 0 | 0 | 0 | 0 | 0 | 0 | [5 empty] | 0 | [5 empty] | 0
[37 empty] | 0 |  |  |  | 0 | 0 | 0 | 0 | 0 | 0 | [5 empty] | 0 | [5 empty] | 0
[37 empty] | 0 |  |  |  | 0 | 0 | 0 | 0 | 0 | 0 | [5 empty] | 0 | [5 empty] | 0
[37 empty] | 0 |  |  |  | 0 | 0 | 0 | 0 | 0 | 0 | [5 empty] | 0 | [5 empty] | 0
[37 empty] | 0 |  |  |  | 0 | 0 | 0 | 0 | 0 | 0 | [5 empty] | 0 | [5 empty] | 0
[37 empty] | 0 |  |  |  | 0 | 0 | 0 | 0 | 0 | 0 | [5 empty] | 0 | [5 empty] | 0
[37 empty] | 0 |  |  |  | 0 | 0 | 0 | 0 | 0 | 0 | [5 empty] | 0 | [5 empty] | 0
[37 empty] | 0 |  |  |  | 0 | 0 | 0 | 0 | 0 | 0 | [5 empty] | 0 | [5 empty] | 0
[37 empty] | 0 |  |  |  | 0 | 0 | 0 | 0 | 0 | 0 | [5 empty] | 0 | [5 empty] | 0
[37 empty] | 0 |  |  |  | 0 | 0 | 0 | 0 | 0 | 0 | [5 empty] | 0 | [5 empty] | 0
[37 empty] | 0 |  |  |  | 0 | 0 | 0 | 0 | 0 | 0 | [5 empty] | 0 | [5 empty] | 0
[37 empty] | 0 |  |  |  | 0 | 0 | 0 | 0 | 0 | 0 | [5 empty] | 0 | [5 empty] | 0
[37 empty] | 0 |  |  |  | 0 | 0 | 0 | 0 | 0 | 0 | [5 empty] | 0 | [5 empty] | 0
[37 empty] | 0 |  |  |  | 0 | 0 | 0 | 0 | 0 | 0 | [5 empty] | 0 | [5 empty] | 0
[37 empty] | 0 |  |  |  | 0 | 0 | 0 | 0 | 0 | 0 | [5 empty] | 0 | [5 empty] | 0
[37 empty] | 0 |  |  |  | 0 | 0 | 0 | 0 | 0 | 0 | [5 empty] | 0 | [5 empty] | 0
[37 empty] | 0 |  |  |  | 0 | 0 | 0 | 0 | 0 | 0 | [5 empty] | 0 | [5 empty] | 0
[37 empty] | 0 |  |  |  | 0 | 0 | 0 | 0 | 0 | 0 | [5 empty] | 0 | [5 empty] | 0
[37 empty] | 0 |  |  |  | 0 | 0 | 0 | 0 | 0 | 0 | [5 empty] | 0 | [5 empty] | 0
[37 empty] | 0 |  |  |  | 0 | 0 | 0 | 0 | 0 | 0 | [5 empty] | 0 | [5 empty] | 0
[37 empty] | 0 |  |  |  | 0 | 0 | 0 | 0 | 0 | 0 | [5 empty] | 0 | [5 empty] | 0
[37 empty] | 0 |  |  |  | 0 | 0 | 0 | 0 | 0 | 0 | [5 empty] | 0 | [5 empty] | 0
[37 empty] | 0 |  |  |  | 0 | 0 | 0 | 0 | 0 | 0 | [5 empty] | 0 | [5 empty] | 0
[37 empty] | 0 |  |  |  | 0 | 0 | 0 | 0 | 0 | 0 | [5 empty] | 0 | [5 empty] | 0
[37 empty] | 0 |  |  |  | 0 | 0 | 0 | 0 | 0 | 0 | [5 empty] | 0 | [5 empty] | 0
[37 empty] | 0 |  |  |  | 0 | 0 | 0 | 0 | 0 | 0 | [5 empty] | 0 | [5 empty] | 0
[37 empty] | 0 |  |  |  | 0 | 0 | 0 | 0 | 0 | 0 | [5 empty] | 0 | [5 empty] | 0
[37 empty] | 0 |  |  |  | 0 | 0 | 0 | 0 | 0 | 0 | [5 empty] | 0 | [5 empty] | 0
[37 empty] | 0 |  |  |  | 0 | 0 | 0 | 0 | 0 | 0 | [5 empty] | 0 | [5 empty] | 0
[37 empty] | 0 |  |  |  | 0 | 0 | 0 | 0 | 0 | 0 | [5 empty] | 0 | [5 empty] | 0
[37 empty] | 0 |  |  |  | 0 | 0 | 0 | 0 | 0 | 0 | [5 empty] | 0 | [5 empty] | 0
[37 empty] | 0 |  |  |  | 0 | 0 | 0 | 0 | 0 | 0 | [5 empty] | 0 | [5 empty] | 0
[37 empty] | 0 |  |  |  | 0 | 0 | 0 | 0 | 0 | 0 | [5 empty] | 0 | [5 empty] | 0
[37 empty] | 0 |  |  |  | 0 | 0 | 0 | 0 | 0 | 0 | [5 empty] | 0 | [5 empty] | 0
[37 empty] | 0 |  |  |  | 0 | 0 | 0 | 0 | 0 | 0 | [5 empty] | 0 | [5 empty] | 0
[37 empty] | 0 |  |  |  | 0 | 0 | 0 | 0 | 0 | 0 | [5 empty] | 0 | [5 empty] | 0
[37 empty] | 0 |  |  |  | 0 | 0 | 0 | 0 | 0 | 0 | [5 empty] | 0 | [5 empty] | 0
[37 empty] | 0 |  |  |  | 0 | 0 | 0 | 0 | 0 | 0 | [5 empty] | 0 | [5 empty] | 0
[37 empty] | 0 |  |  |  | 0 | 0 | 0 | 0 | 0 | 0 | [5 empty] | 0 | [5 empty] | 0
[37 empty] | 0 |  |  |  | 0 | 0 | 0 | 0 | 0 | 0 | [5 empty] | 0 | [5 empty] | 0
[37 empty] | 0 |  |  |  | 0 | 0 | 0 | 0 | 0 | 0 | [5 empty] | 0 | [5 empty] | 0
[37 empty] | 0 |  |  |  | 0 | 0 | 0 | 0 | 0 | 0 | [5 empty] | 0 | [5 empty] | 0
[37 empty] | 0 |  |  |  | 0 | 0 | 0 | 0 | 0 | 0 | [5 empty] | 0 | [5 empty] | 0
[37 empty] | 0 |  |  |  | 0 | 0 | 0 | 0 | 0 | 0 | [5 empty] | 0 | [5 empty] | 0
[37 empty] | 0 |  |  |  | 0 | 0 | 0 | 0 | 0 | 0 | [5 empty] | 0 | [5 empty] | 0
[37 empty] | 0 |  |  |  | 0 | 0 | 0 | 0 | 0 | 0 | [5 empty] | 0 | [5 empty] | 0
[37 empty] | 0 |  |  |  | 0 | 0 | 0 | 0 | 0 | 0 | [5 empty] | 0 | [5 empty] | 0
[37 empty] | 0 |  |  |  | 0 | 0 | 0 | 0 | 0 | 0 | [5 empty] | 0 | [5 empty] | 0
[37 empty] | 0 |  |  |  | 0 | 0 | 0 | 0 | 0 | 0 | [5 empty] | 0 | [5 empty] | 0
[37 empty] | 0 |  |  |  | 0 | 0 | 0 | 0 | 0 | 0 | [5 empty] | 0 | [5 empty] | 0
[37 empty] | 0 |  |  |  | 0 | 0 | 0 | 0 | 0 | 0 | [5 empty] | 0 | [5 empty] | 0
[37 empty] | 0 |  |  |  | 0 | 0 | 0 | 0 | 0 | 0 | [5 empty] | 0 | [5 empty] | 0
[37 empty] | 0 |  |  |  | 0 | 0 | 0 | 0 | 0 | 0 | [5 empty] | 0 | [5 empty] | 0
[37 empty] | 0 |  |  |  | 0 | 0 | 0 | 0 | 0 | 0 | [5 empty] | 0 | [5 empty] | 0
[37 empty] | 0 |  |  |  | 0 | 0 | 0 | 0 | 0 | 0 | [5 empty] | 0 | [5 empty] | 0
[37 empty] | 0 |  |  |  | 0 | 0 | 0 | 0 | 0 | 0 | [5 empty] | 0 | [5 empty] | 0
[37 empty] | 0 |  |  |  | 0 | 0 | 0 | 0 | 0 | 0 | [5 empty] | 0 | [5 empty] | 0
[37 empty] | 0 |  |  |  | 0 | 0 | 0 | 0 | 0 | 0 | [5 empty] | 0 | [5 empty] | 0
[37 empty] | 0 |  |  |  | 0 | 0 | 0 | 0 | 0 | 0 | [5 empty] | 0 | [5 empty] | 0
[37 empty] | 0 |  |  |  | 0 | 0 | 0 | 0 | 0 | 0 | [5 empty] | 0 | [5 empty] | 0
[37 empty] | 0 |  |  |  | 0 | 0 | 0 | 0 | 0 | 0 | [5 empty] | 0 | [5 empty] | 0
[37 empty] | 0 |  |  |  | 0 | 0 | 0 | 0 | 0 | 0 | [5 empty] | 0 | [5 empty] | 0
[37 empty] | 0 |  |  |  | 0 | 0 | 0 | 0 | 0 | 0 | [5 empty] | 0 | [5 empty] | 0
[37 empty] | 0 |  |  |  | 0 | 0 | 0 | 0 | 0 | 0 | [5 empty] | 0 | [5 empty] | 0
[37 empty] | 0 |  |  |  | 0 | 0 | 0 | 0 | 0 | 0 | [5 empty] | 0 | [5 empty] | 0
[37 empty] | 0 |  |  |  | 0 | 0 | 0 | 0 | 0 | 0 | [5 empty] | 0 | [5 empty] | 0
[37 empty] | 0 |  |  |  | 0 | 0 | 0 | 0 | 0 | 0 | [5 empty] | 0 | [5 empty] | 0
[37 empty] | 0 |  |  |  | 0 | 0 | 0 | 0 | 0 | 0 | [5 empty] | 0 | [5 empty] | 0
[37 empty] | 0 |  |  |  | 0 | 0 | 0 | 0 | 0 | 0 | [5 empty] | 0 | [5 empty] | 0
[37 empty] | 0 |  |  |  | 0 | 0 | 0 | 0 | 0 | 0 | [5 empty] | 0 | [5 empty] | 0
[37 empty] | 0 |  |  |  | 0 | 0 | 0 | 0 | 0 | 0 | [5 empty] | 0 | [5 empty] | 0
[37 empty] | 0 |  |  |  | 0 | 0 | 0 | 0 | 0 | 0 | [5 empty] | 0 | [5 empty] | 0
[37 empty] | 0 |  |  |  | 0 | 0 | 0 | 0 | 0 | 0 | [5 empty] | 0 | [5 empty] | 0
[37 empty] | 0 |  |  |  | 0 | 0 | 0 | 0 | 0 | 0 | [5 empty] | 0 | [5 empty] | 0
[37 empty] | 0 |  |  |  | 0 | 0 | 0 | 0 | 0 | 0 | [5 empty] | 0 | [5 empty] | 0
[37 empty] | 0 |  |  |  | 0 | 0 | 0 | 0 | 0 | 0 | [5 empty] | 0 | [5 empty] | 0
[37 empty] | 0 |  |  |  | 0 | 0 | 0 | 0 | 0 | 0 | [5 empty] | 0 | [5 empty] | 0
[37 empty] | 0 |  |  |  | 0 | 0 | 0 | 0 | 0 | 0 | [5 empty] | 0 | [5 empty] | 0
[37 empty] | 0 |  |  |  | 0 | 0 | 0 | 0 | 0 | 0 | [5 empty] | 0 | [5 empty] | 0
[37 empty] | 0 |  |  |  | 0 | 0 | 0 | 0 | 0 | 0 | [5 empty] | 0 | [5 empty] | 0
[37 empty] | 0 |  |  |  | 0 | 0 | 0 | 0 | 0 | 0 | [5 empty] | 0 | [5 empty] | 0
[37 empty] | 0 |  |  |  | 0 | 0 | 0 | 0 | 0 | 0 | [5 empty] | 0 | [5 empty] | 0
[37 empty] | 0 |  |  |  | 0 | 0 | 0 | 0 | 0 | 0 | [5 empty] | 0 | [5 empty] | 0
[37 empty] | 0 |  |  |  | 0 | 0 | 0 | 0 | 0 | 0 | [5 empty] | 0 | [5 empty] | 0
[37 empty] | 0 |  |  |  | 0 | 0 | 0 | 0 | 0 | 0 | [5 empty] | 0 | [5 empty] | 0
[37 empty] | 0 |  |  |  | 0 | 0 | 0 | 0 | 0 | 0 | [5 empty] | 0 | [5 empty] | 0
[37 empty] | 0 |  |  |  | 0 | 0 | 0 | 0 | 0 | 0 | [5 empty] | 0 | [5 empty] | 0
[37 empty] | 0 |  |  |  | 0 | 0 | 0 | 0 | 0 | 0 | [5 empty] | 0 | [5 empty] | 0
[37 empty] | 0 |  |  |  | 0 | 0 | 0 | 0 | 0 | 0 | [5 empty] | 0 | [5 empty] | 0
[37 empty] | 0 |  |  |  | 0 | 0 | 0 | 0 | 0 | 0 | [5 empty] | 0 | [5 empty] | 0
[37 empty] | 0 |  |  |  | 0 | 0 | 0 | 0 | 0 | 0 | [5 empty] | 0 | [5 empty] | 0
[37 empty] | 0 |  |  |  | 0 | 0 | 0 | 0 | 0 | 0 | [5 empty] | 0 | [5 empty] | 0
[37 empty] | 0 |  |  |  | 0 | 0 | 0 | 0 | 0 | 0 | [5 empty] | 0 | [5 empty] | 0
[37 empty] | 0 |  |  |  | 0 | 0 | 0 | 0 | 0 | 0 | [5 empty] | 0 | [5 empty] | 0
[37 empty] | 0 |  |  |  | 0 | 0 | 0 | 0 | 0 | 0 | [5 empty] | 0 | [5 empty] | 0
[37 empty] | 0 |  |  |  | 0 | 0 | 0 | 0 | 0 | 0 | [5 empty] | 0 | [5 empty] | 0
[37 empty] | 0 |  |  |  | 0 | 0 | 0 | 0 | 0 | 0 | [5 empty] | 0 | [5 empty] | 0
[37 empty] | 0 |  |  |  | 0 | 0 | 0 | 0 | 0 | 0 | [5 empty] | 0 | [5 empty] | 0
[37 empty] | 0 |  |  |  | 0 | 0 | 0 | 0 | 0 | 0 | [5 empty] | 0 | [5 empty] | 0
[37 empty] | 0 |  |  |  | 0 | 0 | 0 | 0 | 0 | 0 | [5 empty] | 0 | [5 empty] | 0
[37 empty] | 0 |  |  |  | 0 | 0 | 0 | 0 | 0 | 0 | [5 empty] | 0 | [5 empty] | 0
[37 empty] | 0 |  |  |  | 0 | 0 | 0 | 0 | 0 | 0 | [5 empty] | 0 | [5 empty] | 0
[37 empty] | 0 |  |  |  | 0 | 0 | 0 | 0 | 0 | 0 | [5 empty] | 0 | [5 empty] | 0
[37 empty] | 0 |  |  |  | 0 | 0 | 0 | 0 | 0 | 0 | [5 empty] | 0 | [5 empty] | 0
[37 empty] | 0 |  |  |  | 0 | 0 | 0 | 0 | 0 | 0 | [5 empty] | 0 | [5 empty] | 0
[37 empty] | 0 |  |  |  | 0 | 0 | 0 | 0 | 0 | 0 | [5 empty] | 0 | [5 empty] | 0
[37 empty] | 0 |  |  |  | 0 | 0 | 0 | 0 | 0 | 0 | [5 empty] | 0 | [5 empty] | 0
[37 empty] | 0 |  |  |  | 0 | 0 | 0 | 0 | 0 | 0 | [5 empty] | 0 | [5 empty] | 0
[37 empty] | 0 |  |  |  | 0 | 0 | 0 | 0 | 0 | 0 | [5 empty] | 0 | [5 empty] | 0
[37 empty] | 0 |  |  |  | 0 | 0 | 0 | 0 | 0 | 0 | [5 empty] | 0 | [5 empty] | 0
[37 empty] | 0 |  |  |  | 0 | 0 | 0 | 0 | 0 | 0 | [5 empty] | 0 | [5 empty] | 0
[37 empty] | 0 |  |  |  | 0 | 0 | 0 | 0 | 0 | 0 | [5 empty] | 0 | [5 empty] | 0
[37 empty] | 0 |  |  |  | 0 | 0 | 0 | 0 | 0 | 0 | [5 empty] | 0 | [5 empty] | 0
[37 empty] | 0 |  |  |  | 0 | 0 | 0 | 0 | 0 | 0 | [5 empty] | 0 | [5 empty] | 0
[37 empty] | 0 |  |  |  | 0 | 0 | 0 | 0 | 0 | 0 | [5 empty] | 0 | [5 empty] | 0
[37 empty] | 0 |  |  |  | 0 | 0 | 0 | 0 | 0 | 0 | [5 empty] | 0 | [5 empty] | 0
[37 empty] | 0 |  |  |  | 0 | 0 | 0 | 0 | 0 | 0 | [5 empty] | 0 | [5 empty] | 0
[37 empty] | 0 |  |  |  | 0 | 0 | 0 | 0 | 0 | 0 | [5 empty] | 0 | [5 empty] | 0
[37 empty] | 0 |  |  |  | 0 | 0 | 0 | 0 | 0 | 0 | [5 empty] | 0 | [5 empty] | 0
[37 empty] | 0 |  |  |  | 0 | 0 | 0 | 0 | 0 | 0 | [5 empty] | 0 | [5 empty] | 0
[37 empty] | 0 |  |  |  | 0 | 0 | 0 | 0 | 0 | 0 | [5 empty] | 0 | [5 empty] | 0
[37 empty] | 0 |  |  |  | 0 | 0 | 0 | 0 | 0 | 0 | [5 empty] | 0 | [5 empty] | 0
[37 empty] | 0 |  |  |  | 0 | 0 | 0 | 0 | 0 | 0 | [5 empty] | 0 | [5 empty] | 0
[37 empty] | 0 |  |  |  | 0 | 0 | 0 | 0 | 0 | 0 | [5 empty] | 0 | [5 empty] | 0
[37 empty] | 0 |  |  |  | 0 | 0 | 0 | 0 | 0 | 0 | [5 empty] | 0 | [5 empty] | 0
[37 empty] | 0 |  |  |  | 0 | 0 | 0 | 0 | 0 | 0 | [5 empty] | 0 | [5 empty] | 0
[37 empty] | 0 |  |  |  | 0 | 0 | 0 | 0 | 0 | 0 | [5 empty] | 0 | [5 empty] | 0
[37 empty] | 0 |  |  |  | 0 | 0 | 0 | 0 | 0 | 0 | [5 empty] | 0 | [5 empty] | 0
[37 empty] | 0 |  |  |  | 0 | 0 | 0 | 0 | 0 | 0 | [5 empty] | 0 | [5 empty] | 0
[37 empty] | 0 |  |  |  | 0 | 0 | 0 | 0 | 0 | 0 | [5 empty] | 0 | [5 empty] | 0
[37 empty] | 0 |  |  |  | 0 | 0 | 0 | 0 | 0 | 0 | [5 empty] | 0 | [5 empty] | 0
[37 empty] | 0 |  |  |  | 0 | 0 | 0 | 0 | 0 | 0 | [5 empty] | 0 | [5 empty] | 0
[37 empty] | 0 |  |  |  | 0 | 0 | 0 | 0 | 0 | 0 | [5 empty] | 0 | [5 empty] | 0
[37 empty] | 0 |  |  |  | 0 | 0 | 0 | 0 | 0 | 0 | [5 empty] | 0 | [5 empty] | 0
[37 empty] | 0 |  |  |  | 0 | 0 | 0 | 0 | 0 | 0 | [5 empty] | 0 | [5 empty] | 0
[37 empty] | 0 |  |  |  | 0 | 0 | 0 | 0 | 0 | 0 | [5 empty] | 0 | [5 empty] | 0
[37 empty] | 0 |  |  |  | 0 | 0 | 0 | 0 | 0 | 0 | [5 empty] | 0 | [5 empty] | 0
[37 empty] | 0 |  |  |  | 0 | 0 | 0 | 0 | 0 | 0 | [5 empty] | 0 | [5 empty] | 0
[37 empty] | 0 |  |  |  | 0 | 0 | 0 | 0 | 0 | 0 | [5 empty] | 0 | [5 empty] | 0
[37 empty] | 0 |  |  |  | 0 | 0 | 0 | 0 | 0 | 0 | [5 empty] | 0 | [5 empty] | 0
[37 empty] | 0 |  |  |  | 0 | 0 | 0 | 0 | 0 | 0 | [5 empty] | 0 | [5 empty] | 0
[37 empty] | 0 |  |  |  | 0 | 0 | 0 | 0 | 0 | 0 | [5 empty] | 0 | [5 empty] | 0
[37 empty] | 0 |  |  |  | 0 | 0 | 0 | 0 | 0 | 0 | [5 empty] | 0 | [5 empty] | 0
[37 empty] | 0 |  |  |  | 0 | 0 | 0 | 0 | 0 | 0 | [5 empty] | 0 | [5 empty] | 0
[37 empty] | 0 |  |  |  | 0 | 0 | 0 | 0 | 0 | 0 | [5 empty] | 0 | [5 empty] | 0
[37 empty] | 0 |  |  |  | 0 | 0 | 0 | 0 | 0 | 0 | [5 empty] | 0 | [5 empty] | 0
[37 empty] | 0 |  |  |  | 0 | 0 | 0 | 0 | 0 | 0 | [5 empty] | 0 | [5 empty] | 0
[37 empty] | 0 |  |  |  | 0 | 0 | 0 | 0 | 0 | 0 | [5 empty] | 0 | [5 empty] | 0
[37 empty] | 0 |  |  |  | 0 | 0 | 0 | 0 | 0 | 0 | [5 empty] | 0 | [5 empty] | 0
[37 empty] | 0 |  |  |  | 0 | 0 | 0 | 0 | 0 | 0 | [5 empty] | 0 | [5 empty] | 0
[37 empty] | 0 |  |  |  | 0 | 0 | 0 | 0 | 0 | 0 | [5 empty] | 0 | [5 empty] | 0
[37 empty] | 0 |  |  |  | 0 | 0 | 0 | 0 | 0 | 0 | [5 empty] | 0 | [5 empty] | 0
[37 empty] | 0 |  |  |  | 0 | 0 | 0 | 0 | 0 | 0 | [5 empty] | 0 | [5 empty] | 0
[37 empty] | 0 |  |  |  | 0 | 0 | 0 | 0 | 0 | 0 | [5 empty] | 0 | [5 empty] | 0
[37 empty] | 0 |  |  |  | 0 | 0 | 0 | 0 | 0 | 0 | [5 empty] | 0 | [5 empty] | 0
[37 empty] | 0 |  |  |  | 0 | 0 | 0 | 0 | 0 | 0 | [5 empty] | 0 | [5 empty] | 0
[37 empty] | 0 |  |  |  | 0 | 0 | 0 | 0 | 0 | 0 | [5 empty] | 0 | [5 empty] | 0
[37 empty] | 0 |  |  |  | 0 | 0 | 0 | 0 | 0 | 0 | [5 empty] | 0 | [5 empty] | 0
[37 empty] | 0 |  |  |  | 0 | 0 | 0 | 0 | 0 | 0 | [5 empty] | 0 | [5 empty] | 0
[37 empty] | 0 |  |  |  | 0 | 0 | 0 | 0 | 0 | 0 | [5 empty] | 0 | [5 empty] | 0
[37 empty] | 0 |  |  |  | 0 | 0 | 0 | 0 | 0 | 0 | [5 empty] | 0 | [5 empty] | 0
[37 empty] | 0 |  |  |  | 0 | 0 | 0 | 0 | 0 | 0 | [5 empty] | 0 | [5 empty] | 0
[37 empty] | 0 |  |  |  | 0 | 0 | 0 | 0 | 0 | 0 | [5 empty] | 0 | [5 empty] | 0
[37 empty] | 0 |  |  |  | 0 | 0 | 0 | 0 | 0 | 0 | [5 empty] | 0 | [5 empty] | 0
[37 empty] | 0 |  |  |  | 0 | 0 | 0 | 0 | 0 | 0 | [5 empty] | 0 | [5 empty] | 0
[37 empty] | 0 |  |  |  | 0 | 0 | 0 | 0 | 0 | 0 | [5 empty] | 0 | [5 empty] | 0
[37 empty] | 0 |  |  |  | 0 | 0 | 0 | 0 | 0 | 0 | [5 empty] | 0 | [5 empty] | 0
[37 empty] | 0 |  |  |  | 0 | 0 | 0 | 0 | 0 | 0 | [5 empty] | 0 | [5 empty] | 0
[37 empty] | 0 |  |  |  | 0 | 0 | 0 | 0 | 0 | 0 | [5 empty] | 0 | [5 empty] | 0
[37 empty] | 0 |  |  |  | 0 | 0 | 0 | 0 | 0 | 0 | [5 empty] | 0 | [5 empty] | 0
[37 empty] | 0 |  |  |  | 0 | 0 | 0 | 0 | 0 | 0 | [5 empty] | 0 | [5 empty] | 0
[37 empty] | 0 |  |  |  | 0 | 0 | 0 | 0 | 0 | 0 | [5 empty] | 0 | [5 empty] | 0
[37 empty] | 0 |  |  |  | 0 | 0 | 0 | 0 | 0 | 0 | [5 empty] | 0 | [5 empty] | 0
[37 empty] | 0 |  |  |  | 0 | 0 | 0 | 0 | 0 | 0 | [5 empty] | 0 | [5 empty] | 0
[37 empty] | 0 |  |  |  | 0 | 0 | 0 | 0 | 0 | 0 | [5 empty] | 0 | [5 empty] | 0
[37 empty] | 0 |  |  |  | 0 | 0 | 0 | 0 | 0 | 0 | [5 empty] | 0 | [5 empty] | 0
[37 empty] | 0 |  |  |  | 0 | 0 | 0 | 0 | 0 | 0 | [5 empty] | 0 | [5 empty] | 0
[37 empty] | 0 |  |  |  | 0 | 0 | 0 | 0 | 0 | 0 | [5 empty] | 0 | [5 empty] | 0
[37 empty] | 0 |  |  |  | 0 | 0 | 0 | 0 | 0 | 0 | [5 empty] | 0 | [5 empty] | 0
[37 empty] | 0 |  |  |  | 0 | 0 | 0 | 0 | 0 | 0 | [5 empty] | 0 | [5 empty] | 0
[37 empty] | 0 |  |  |  | 0 | 0 | 0 | 0 | 0 | 0 | [5 empty] | 0 | [5 empty] | 0
[37 empty] | 0 |  |  |  | 0 | 0 | 0 | 0 | 0 | 0 | [5 empty] | 0 | [5 empty] | 0
[37 empty] | 0 |  |  |  | 0 | 0 | 0 | 0 | 0 | 0 | [5 empty] | 0 | [5 empty] | 0
[37 empty] | 0 |  |  |  | 0 | 0 | 0 | 0 | 0 | 0 | [5 empty] | 0 | [5 empty] | 0
[37 empty] | 0 |  |  |  | 0 | 0 | 0 | 0 | 0 | 0 | [5 empty] | 0 | [5 empty] | 0
[37 empty] | 0 |  |  |  | 0 | 0 | 0 | 0 | 0 | 0 | [5 empty] | 0 | [5 empty] | 0
[37 empty] | 0 |  |  |  | 0 | 0 | 0 | 0 | 0 | 0 | [5 empty] | 0 | [5 empty] | 0
[37 empty] | 0 |  |  |  | 0 | 0 | 0 | 0 | 0 | 0 | [5 empty] | 0 | [5 empty] | 0
[37 empty] | 0 |  |  |  | 0 | 0 | 0 | 0 | 0 | 0 | [5 empty] | 0 | [5 empty] | 0
[37 empty] | 0 |  |  |  | 0 | 0 | 0 | 0 | 0 | 0 | [5 empty] | 0 | [5 empty] | 0
[37 empty] | 0 |  |  |  | 0 | 0 | 0 | 0 | 0 | 0 | [5 empty] | 0 | [5 empty] | 0
[37 empty] | 0 |  |  |  | 0 | 0 | 0 | 0 | 0 | 0 | [5 empty] | 0 | [5 empty] | 0
[37 empty] | 0 |  |  |  | 0 | 0 | 0 | 0 | 0 | 0 | [5 empty] | 0 | [5 empty] | 0
[37 empty] | 0 |  |  |  | 0 | 0 | 0 | 0 | 0 | 0 | [5 empty] | 0 | [5 empty] | 0
[37 empty] | 0 |  |  |  | 0 | 0 | 0 | 0 | 0 | 0 | [5 empty] | 0 | [5 empty] | 0
[37 empty] | 0 |  |  |  | 0 | 0 | 0 | 0 | 0 | 0 | [5 empty] | 0 | [5 empty] | 0
[37 empty] | 0 |  |  |  | 0 | 0 | 0 | 0 | 0 | 0 | [5 empty] | 0 | [5 empty] | 0
[37 empty] | 0 |  |  |  | 0 | 0 | 0 | 0 | 0 | 0 | [5 empty] | 0 | [5 empty] | 0
[37 empty] | 0 |  |  |  | 0 | 0 | 0 | 0 | 0 | 0 | [5 empty] | 0 | [5 empty] | 0
[37 empty] | 0 |  |  |  | 0 | 0 | 0 | 0 | 0 | 0 | [5 empty] | 0 | [5 empty] | 0
[37 empty] | 0 |  |  |  | 0 | 0 | 0 | 0 | 0 | 0 | [5 empty] | 0 | [5 empty] | 0
[37 empty] | 0 |  |  |  | 0 | 0 | 0 | 0 | 0 | 0 | [5 empty] | 0 | [5 empty] | 0
[37 empty] | 0 |  |  |  | 0 | 0 | 0 | 0 | 0 | 0 | [5 empty] | 0 | [5 empty] | 0
[37 empty] | 0 |  |  |  | 0 | 0 | 0 | 0 | 0 | 0 | [5 empty] | 0 | [5 empty] | 0
[37 empty] | 0 |  |  |  | 0 | 0 | 0 | 0 | 0 | 0 | [5 empty] | 0 | [5 empty] | 0
[37 empty] | 0 |  |  |  | 0 | 0 | 0 | 0 | 0 | 0 | [5 empty] | 0 | [5 empty] | 0
[37 empty] | 0 |  |  |  | 0 | 0 | 0 | 0 | 0 | 0 | [5 empty] | 0 | [5 empty] | 0
[37 empty] | 0 |  |  |  | 0 | 0 | 0 | 0 | 0 | 0 | [5 empty] | 0 | [5 empty] | 0
[37 empty] | 0 |  |  |  | 0 | 0 | 0 | 0 | 0 | 0 | [5 empty] | 0 | [5 empty] | 0
[37 empty] | 0 |  |  |  | 0 | 0 | 0 | 0 | 0 | 0 | [5 empty] | 0 | [5 empty] | 0
[37 empty] | 0 |  |  |  | 0 | 0 | 0 | 0 | 0 | 0 | [5 empty] | 0 | [5 empty] | 0
[37 empty] | 0 |  |  |  | 0 | 0 | 0 | 0 | 0 | 0 | [5 empty] | 0 | [5 empty] | 0
[37 empty] | 0 |  |  |  | 0 | 0 | 0 | 0 | 0 | 0 | [5 empty] | 0 | [5 empty] | 0
[37 empty] | 0 |  |  |  | 0 | 0 | 0 | 0 | 0 | 0 | [5 empty] | 0 | [5 empty] | 0
[37 empty] | 0 |  |  |  | 0 | 0 | 0 | 0 | 0 | 0 | [5 empty] | 0 | [5 empty] | 0
[37 empty] | 0 |  |  |  | 0 | 0 | 0 | 0 | 0 | 0 | [5 empty] | 0 | [5 empty] | 0
[37 empty] | 0 |  |  |  | 0 | 0 | 0 | 0 | 0 | 0 | [5 empty] | 0 | [5 empty] | 0
[37 empty] | 0 |  |  |  | 0 | 0 | 0 | 0 | 0 | 0 | [5 empty] | 0 | [5 empty] | 0
[37 empty] | 0 |  |  |  | 0 | 0 | 0 | 0 | 0 | 0 | [5 empty] | 0 | [5 empty] | 0
[37 empty] | 0 |  |  |  | 0 | 0 | 0 | 0 | 0 | 0 | [5 empty] | 0 | [5 empty] | 0
[37 empty] | 0 |  |  |  | 0 | 0 | 0 | 0 | 0 | 0 | [5 empty] | 0 | [5 empty] | 0
[37 empty] | 0 |  |  |  | 0 | 0 | 0 | 0 | 0 | 0 | [5 empty] | 0 | [5 empty] | 0
[37 empty] | 0 |  |  |  | 0 | 0 | 0 | 0 | 0 | 0 | [5 empty] | 0 | [5 empty] | 0
[37 empty] | 0 |  |  |  | 0 | 0 | 0 | 0 | 0 | 0 | [5 empty] | 0 | [5 empty] | 0
[37 empty] | 0 |  |  |  | 0 | 0 | 0 | 0 | 0 | 0 | [5 empty] | 0 | [5 empty] | 0
[37 empty] | 0 |  |  |  | 0 | 0 | 0 | 0 | 0 | 0 | [5 empty] | 0 | [5 empty] | 0
[37 empty] | 0 |  |  |  | 0 | 0 | 0 | 0 | 0 | 0 | [5 empty] | 0 | [5 empty] | 0
[37 empty] | 0 |  |  |  | 0 | 0 | 0 | 0 | 0 | 0 | [5 empty] | 0 | [5 empty] | 0
[37 empty] | 0 |  |  |  | 0 | 0 | 0 | 0 | 0 | 0 | [5 empty] | 0 | [5 empty] | 0
[37 empty] | 0 |  |  |  | 0 | 0 | 0 | 0 | 0 | 0 | [5 empty] | 0 | [5 empty] | 0
[37 empty] | 0 |  |  |  | 0 | 0 | 0 | 0 | 0 | 0 | [5 empty] | 0 | [5 empty] | 0
[37 empty] | 0 |  |  |  | 0 | 0 | 0 | 0 | 0 | 0 | [5 empty] | 0 | [5 empty] | 0
[37 empty] | 0 |  |  |  | 0 | 0 | 0 | 0 | 0 | 0 | [5 empty] | 0 | [5 empty] | 0
[37 empty] | 0 |  |  |  | 0 | 0 | 0 | 0 | 0 | 0 | [5 empty] | 0 | [5 empty] | 0
[37 empty] | 0 |  |  |  | 0 | 0 | 0 | 0 | 0 | 0 | [5 empty] | 0 | [5 empty] | 0
[37 empty] | 0 |  |  |  | 0 | 0 | 0 | 0 | 0 | 0 | [5 empty] | 0 | [5 empty] | 0
[37 empty] | 0 |  |  |  | 0 | 0 | 0 | 0 | 0 | 0 | [5 empty] | 0 | [5 empty] | 0
[37 empty] | 0 |  |  |  | 0 | 0 | 0 | 0 | 0 | 0 | [5 empty] | 0 | [5 empty] | 0
[37 empty] | 0 |  |  |  | 0 | 0 | 0 | 0 | 0 | 0 | [5 empty] | 0 | [5 empty] | 0
[37 empty] | 0 |  |  |  | 0 | 0 | 0 | 0 | 0 | 0 | [5 empty] | 0 | [5 empty] | 0
[37 empty] | 0 |  |  |  | 0 | 0 | 0 | 0 | 0 | 0 | [5 empty] | 0 | [5 empty] | 0
[37 empty] | 0 |  |  |  | 0 | 0 | 0 | 0 | 0 | 0 | [5 empty] | 0 | [5 empty] | 0
[37 empty] | 0 |  |  |  | 0 | 0 | 0 | 0 | 0 | 0 | [5 empty] | 0 | [5 empty] | 0
[37 empty] | 0 |  |  |  | 0 | 0 | 0 | 0 | 0 | 0 | [5 empty] | 0 | [5 empty] | 0
[37 empty] | 0 |  |  |  | 0 | 0 | 0 | 0 | 0 | 0 | [5 empty] | 0 | [5 empty] | 0
[37 empty] | 0 |  |  |  | 0 | 0 | 0 | 0 | 0 | 0 | [5 empty] | 0 | [5 empty] | 0
[37 empty] | 0 |  |  |  | 0 | 0 | 0 | 0 | 0 | 0 | [5 empty] | 0 | [5 empty] | 0
[37 empty] | 0 |  |  |  | 0 | 0 | 0 | 0 | 0 | 0 | [5 empty] | 0 | [5 empty] | 0
[37 empty] | 0 |  |  |  | 0 | 0 | 0 | 0 | 0 | 0 | [5 empty] | 0 | [5 empty] | 0
[37 empty] | 0 |  |  |  | 0 | 0 | 0 | 0 | 0 | 0 | [5 empty] | 0 | [5 empty] | 0
[37 empty] | 0 |  |  |  | 0 | 0 | 0 | 0 | 0 | 0 | [5 empty] | 0 | [5 empty] | 0
[37 empty] | 0 |  |  |  | 0 | 0 | 0 | 0 | 0 | 0 | [5 empty] | 0 | [5 empty] | 0
[37 empty] | 0 |  |  |  | 0 | 0 | 0 | 0 | 0 | 0 | [5 empty] | 0 | [5 empty] | 0
[37 empty] | 0 |  |  |  | 0 | 0 | 0 | 0 | 0 | 0 | [5 empty] | 0 | [5 empty] | 0
[37 empty] | 0 |  |  |  | 0 | 0 | 0 | 0 | 0 | 0 | [5 empty] | 0 | [5 empty] | 0
[37 empty] | 0 |  |  |  | 0 | 0 | 0 | 0 | 0 | 0 | [5 empty] | 0 | [5 empty] | 0
[37 empty] | 0 |  |  |  | 0 | 0 | 0 | 0 | 0 | 0 | [5 empty] | 0 | [5 empty] | 0
[37 empty] | 0 |  |  |  | 0 | 0 | 0 | 0 | 0 | 0 | [5 empty] | 0 | [5 empty] | 0
[37 empty] | 0 |  |  |  | 0 | 0 | 0 | 0 | 0 | 0 | [5 empty] | 0 | [5 empty] | 0
[37 empty] | 0 |  |  |  | 0 | 0 | 0 | 0 | 0 | 0 | [5 empty] | 0 | [5 empty] | 0
[37 empty] | 0 |  |  |  | 0 | 0 | 0 | 0 | 0 | 0 | [5 empty] | 0 | [5 empty] | 0
[37 empty] | 0 |  |  |  | 0 | 0 | 0 | 0 | 0 | 0 | [5 empty] | 0 | [5 empty] | 0
[37 empty] | 0 |  |  |  | 0 | 0 | 0 | 0 | 0 | 0 | [5 empty] | 0 | [5 empty] | 0
[37 empty] | 0 |  |  |  | 0 | 0 | 0 | 0 | 0 | 0 | [5 empty] | 0 | [5 empty] | 0
[37 empty] | 0 |  |  |  | 0 | 0 | 0 | 0 | 0 | 0 | [5 empty] | 0 | [5 empty] | 0
[37 empty] | 0 |  |  |  | 0 | 0 | 0 | 0 | 0 | 0 | [5 empty] | 0 | [5 empty] | 0
[37 empty] | 0 |  |  |  | 0 | 0 | 0 | 0 | 0 | 0 | [5 empty] | 0 | [5 empty] | 0
[37 empty] | 0 |  |  |  | 0 | 0 | 0 | 0 | 0 | 0 | [5 empty] | 0 | [5 empty] | 0
[37 empty] | 0 |  |  |  | 0 | 0 | 0 | 0 | 0 | 0 | [5 empty] | 0 | [5 empty] | 0
[37 empty] | 0 |  |  |  | 0 | 0 | 0 | 0 | 0 | 0 | [5 empty] | 0 | [5 empty] | 0
[37 empty] | 0 |  |  |  | 0 | 0 | 0 | 0 | 0 | 0 | [5 empty] | 0 | [5 empty] | 0
[37 empty] | 0 |  |  |  | 0 | 0 | 0 | 0 | 0 | 0 | [5 empty] | 0 | [5 empty] | 0
[37 empty] | 0 |  |  |  | 0 | 0 | 0 | 0 | 0 | 0 | [5 empty] | 0 | [5 empty] | 0
[37 empty] | 0 |  |  |  | 0 | 0 | 0 | 0 | 0 | 0 | [5 empty] | 0 | [5 empty] | 0
[37 empty] | 0 |  |  |  | 0 | 0 | 0 | 0 | 0 | 0 | [5 empty] | 0 | [5 empty] | 0
[37 empty] | 0 |  |  |  | 0 | 0 | 0 | 0 | 0 | 0 | [5 empty] | 0 | [5 empty] | 0
[37 empty] | 0 |  |  |  | 0 | 0 | 0 | 0 | 0 | 0 | [5 empty] | 0 | [5 empty] | 0
[37 empty] | 0 |  |  |  | 0 | 0 | 0 | 0 | 0 | 0 | [5 empty] | 0 | [5 empty] | 0
[37 empty] | 0 |  |  |  | 0 | 0 | 0 | 0 | 0 | 0 | [5 empty] | 0 | [5 empty] | 0
[37 empty] | 0 |  |  |  | 0 | 0 | 0 | 0 | 0 | 0 | [5 empty] | 0 | [5 empty] | 0
[37 empty] | 0 |  |  |  | 0 | 0 | 0 | 0 | 0 | 0 | [5 empty] | 0 | [5 empty] | 0
[37 empty] | 0 |  |  |  | 0 | 0 | 0 | 0 | 0 | 0 | [5 empty] | 0 | [5 empty] | 0
[37 empty] | 0 |  |  |  | 0 | 0 | 0 | 0 | 0 | 0 | [5 empty] | 0 | [5 empty] | 0
[37 empty] | 0 |  |  |  | 0 | 0 | 0 | 0 | 0 | 0 | [5 empty] | 0 | [5 empty] | 0
[37 empty] | 0 |  |  |  | 0 | 0 | 0 | 0 | 0 | 0 | [5 empty] | 0 | [5 empty] | 0
[37 empty] | 0 |  |  |  | 0 | 0 | 0 | 0 | 0 | 0 | [5 empty] | 0 | [5 empty] | 0
[37 empty] | 0 |  |  |  | 0 | 0 | 0 | 0 | 0 | 0 | [5 empty] | 0 | [5 empty] | 0
[37 empty] | 0 |  |  |  | 0 | 0 | 0 | 0 | 0 | 0 | [5 empty] | 0 | [5 empty] | 0
[37 empty] | 0 |  |  |  | 0 | 0 | 0 | 0 | 0 | 0 | [5 empty] | 0 | [5 empty] | 0
[37 empty] | 0 |  |  |  | 0 | 0 | 0 | 0 | 0 | 0 | [5 empty] | 0 | [5 empty] | 0
[37 empty] | 0 |  |  |  | 0 | 0 | 0 | 0 | 0 | 0 | [5 empty] | 0 | [5 empty] | 0
[37 empty] | 0 |  |  |  | 0 | 0 | 0 | 0 | 0 | 0 | [5 empty] | 0 | [5 empty] | 0
[37 empty] | 0 |  |  |  | 0 | 0 | 0 | 0 | 0 | 0 | [5 empty] | 0 | [5 empty] | 0
[37 empty] | 0 |  |  |  | 0 | 0 | 0 | 0 | 0 | 0 | [5 empty] | 0 | [5 empty] | 0
[37 empty] | 0 |  |  |  | 0 | 0 | 0 | 0 | 0 | 0 | [5 empty] | 0 | [5 empty] | 0
[37 empty] | 0 |  |  |  | 0 | 0 | 0 | 0 | 0 | 0 | [5 empty] | 0 | [5 empty] | 0
[37 empty] | 0 |  |  |  | 0 | 0 | 0 | 0 | 0 | 0 | [5 empty] | 0 | [5 empty] | 0
[37 empty] | 0 |  |  |  | 0 | 0 | 0 | 0 | 0 | 0 | [5 empty] | 0 | [5 empty] | 0
[37 empty] | 0 |  |  |  | 0 | 0 | 0 | 0 | 0 | 0 | [5 empty] | 0 | [5 empty] | 0
[37 empty] | 0 |  |  |  | 0 | 0 | 0 | 0 | 0 | 0 | [5 empty] | 0 | [5 empty] | 0
[37 empty] | 0 |  |  |  | 0 | 0 | 0 | 0 | 0 | 0 | [5 empty] | 0 | [5 empty] | 0
[37 empty] | 0 |  |  |  | 0 | 0 | 0 | 0 | 0 | 0 | [5 empty] | 0 | [5 empty] | 0
[37 empty] | 0 |  |  |  | 0 | 0 | 0 | 0 | 0 | 0 | [5 empty] | 0 | [5 empty] | 0
[37 empty] | 0 |  |  |  | 0 | 0 | 0 | 0 | 0 | 0 | [5 empty] | 0 | [5 empty] | 0
[37 empty] | 0 |  |  |  | 0 | 0 | 0 | 0 | 0 | 0 | [5 empty] | 0 | [5 empty] | 0
[37 empty] | 0 |  |  |  | 0 | 0 | 0 | 0 | 0 | 0 | [5 empty] | 0 | [5 empty] | 0
[37 empty] | 0 |  |  |  | 0 | 0 | 0 | 0 | 0 | 0 | [5 empty] | 0 | [5 empty] | 0
[37 empty] | 0 |  |  |  | 0 | 0 | 0 | 0 | 0 | 0 | [5 empty] | 0 | [5 empty] | 0
[37 empty] | 0 |  |  |  | 0 | 0 | 0 | 0 | 0 | 0 | [5 empty] | 0 | [5 empty] | 0
[37 empty] | 0 |  |  |  | 0 | 0 | 0 | 0 | 0 | 0 | [5 empty] | 0 | [5 empty] | 0
[37 empty] | 0 |  |  |  | 0 | 0 | 0 | 0 | 0 | 0 | [5 empty] | 0 | [5 empty] | 0
[37 empty] | 0 |  |  |  | 0 | 0 | 0 | 0 | 0 | 0 | [5 empty] | 0 | [5 empty] | 0
[37 empty] | 0 |  |  |  | 0 | 0 | 0 | 0 | 0 | 0 | [5 empty] | 0 | [5 empty] | 0
[37 empty] | 0 |  |  |  | 0 | 0 | 0 | 0 | 0 | 0 | [5 empty] | 0 | [5 empty] | 0
[37 empty] | 0 |  |  |  | 0 | 0 | 0 | 0 | 0 | 0 | [5 empty] | 0 | [5 empty] | 0
[37 empty] | 0 |  |  |  | 0 | 0 | 0 | 0 | 0 | 0 | [5 empty] | 0 | [5 empty] | 0
[37 empty] | 0 |  |  |  | 0 | 0 | 0 | 0 | 0 | 0 | [5 empty] | 0 | [5 empty] | 0
[37 empty] | 0 |  |  |  | 0 | 0 | 0 | 0 | 0 | 0 | [5 empty] | 0 | [5 empty] | 0
[37 empty] | 0 |  |  |  | 0 | 0 | 0 | 0 | 0 | 0 | [5 empty] | 0 | [5 empty] | 0
[37 empty] | 0 |  |  |  | 0 | 0 | 0 | 0 | 0 | 0 | [5 empty] | 0 | [5 empty] | 0
[37 empty] | 0 |  |  |  | 0 | 0 | 0 | 0 | 0 | 0 | [5 empty] | 0 | [5 empty] | 0
[37 empty] | 0 |  |  |  | 0 | 0 | 0 | 0 | 0 | 0 | [5 empty] | 0 | [5 empty] | 0
[37 empty] | 0 |  |  |  | 0 | 0 | 0 | 0 | 0 | 0 | [5 empty] | 0 | [5 empty] | 0
[37 empty] | 0 |  |  |  | 0 | 0 | 0 | 0 | 0 | 0 | [5 empty] | 0 | [5 empty] | 0
[37 empty] | 0 |  |  |  | 0 | 0 | 0 | 0 | 0 | 0 | [5 empty] | 0 | [5 empty] | 0
[37 empty] | 0 |  |  |  | 0 | 0 | 0 | 0 | 0 | 0 | [5 empty] | 0 | [5 empty] | 0
[37 empty] | 0 |  |  |  | 0 | 0 | 0 | 0 | 0 | 0 | [5 empty] | 0 | [5 empty] | 0
[37 empty] | 0 |  |  |  | 0 | 0 | 0 | 0 | 0 | 0 | [5 empty] | 0 | [5 empty] | 0
[37 empty] | 0 |  |  |  | 0 | 0 | 0 | 0 | 0 | 0 | [5 empty] | 0 | [5 empty] | 0
[37 empty] | 0 |  |  |  | 0 | 0 | 0 | 0 | 0 | 0 | [5 empty] | 0 | [5 empty] | 0
[37 empty] | 0 |  |  |  | 0 | 0 | 0 | 0 | 0 | 0 | [5 empty] | 0 | [5 empty] | 0
[37 empty] | 0 |  |  |  | 0 | 0 | 0 | 0 | 0 | 0 | [5 empty] | 0 | [5 empty] | 0
[37 empty] | 0 |  |  |  | 0 | 0 | 0 | 0 | 0 | 0 | [5 empty] | 0 | [5 empty] | 0
[37 empty] | 0 |  |  |  | 0 | 0 | 0 | 0 | 0 | 0 | [5 empty] | 0 | [5 empty] | 0
[37 empty] | 0 |  |  |  | 0 | 0 | 0 | 0 | 0 | 0 | [5 empty] | 0 | [5 empty] | 0
[37 empty] | 0 |  |  |  | 0 | 0 | 0 | 0 | 0 | 0 | [5 empty] | 0 | [5 empty] | 0
[37 empty] | 0 |  |  |  | 0 | 0 | 0 | 0 | 0 | 0 | [5 empty] | 0 | [5 empty] | 0
[37 empty] | 0 |  |  |  | 0 | 0 | 0 | 0 | 0 | 0 | [5 empty] | 0 | [5 empty] | 0
[37 empty] | 0 |  |  |  | 0 | 0 | 0 | 0 | 0 | 0 | [5 empty] | 0 | [5 empty] | 0
[37 empty] | 0 |  |  |  | 0 | 0 | 0 | 0 | 0 | 0 | [5 empty] | 0 | [5 empty] | 0
[37 empty] | 0 |  |  |  | 0 | 0 | 0 | 0 | 0 | 0 | [5 empty] | 0 | [5 empty] | 0
[37 empty] | 0 |  |  |  | 0 | 0 | 0 | 0 | 0 | 0 | [5 empty] | 0 | [5 empty] | 0
[37 empty] | 0 |  |  |  | 0 | 0 | 0 | 0 | 0 | 0 | [5 empty] | 0 | [5 empty] | 0
[37 empty] | 0 |  |  |  | 0 | 0 | 0 | 0 | 0 | 0 | [5 empty] | 0 | [5 empty] | 0
[37 empty] | 0 |  |  |  | 0 | 0 | 0 | 0 | 0 | 0 | [5 empty] | 0 | [5 empty] | 0
[37 empty] | 0 |  |  |  | 0 | 0 | 0 | 0 | 0 | 0 | [5 empty] | 0 | [5 empty] | 0
[37 empty] | 0 |  |  |  | 0 | 0 | 0 | 0 | 0 | 0 | [5 empty] | 0 | [5 empty] | 0
[37 empty] | 0 |  |  |  | 0 | 0 | 0 | 0 | 0 | 0 | [5 empty] | 0 | [5 empty] | 0
[37 empty] | 0 |  |  |  | 0 | 0 | 0 | 0 | 0 | 0 | [5 empty] | 0 | [5 empty] | 0
[37 empty] | 0 |  |  |  | 0 | 0 | 0 | 0 | 0 | 0 | [5 empty] | 0 | [5 empty] | 0
[37 empty] | 0 |  |  |  | 0 | 0 | 0 | 0 | 0 | 0 | [5 empty] | 0 | [5 empty] | 0
[37 empty] | 0 |  |  |  | 0 | 0 | 0 | 0 | 0 | 0 | [5 empty] | 0 | [5 empty] | 0
[37 empty] | 0 |  |  |  | 0 | 0 | 0 | 0 | 0 | 0 | [5 empty] | 0 | [5 empty] | 0
[37 empty] | 0 |  |  |  | 0 | 0 | 0 | 0 | 0 | 0 | [5 empty] | 0 | [5 empty] | 0
[37 empty] | 0 |  |  |  | 0 | 0 | 0 | 0 | 0 | 0 | [5 empty] | 0 | [5 empty] | 0
[37 empty] | 0 |  |  |  | 0 | 0 | 0 | 0 | 0 | 0 | [5 empty] | 0 | [5 empty] | 0
[37 empty] | 0 |  |  |  | 0 | 0 | 0 | 0 | 0 | 0 | [5 empty] | 0 | [5 empty] | 0
[37 empty] | 0 |  |  |  | 0 | 0 | 0 | 0 | 0 | 0 | [5 empty] | 0 | [5 empty] | 0
[37 empty] | 0 |  |  |  | 0 | 0 | 0 | 0 | 0 | 0 | [5 empty] | 0 | [5 empty] | 0
[37 empty] | 0 |  |  |  | 0 | 0 | 0 | 0 | 0 | 0 | [5 empty] | 0 | [5 empty] | 0
[37 empty] | 0 |  |  |  | 0 | 0 | 0 | 0 | 0 | 0 | [5 empty] | 0 | [5 empty] | 0
[37 empty] | 0 |  |  |  | 0 | 0 | 0 | 0 | 0 | 0 | [5 empty] | 0 | [5 empty] | 0
[37 empty] | 0 |  |  |  | 0 | 0 | 0 | 0 | 0 | 0 | [5 empty] | 0 | [5 empty] | 0
[37 empty] | 0 |  |  |  | 0 | 0 | 0 | 0 | 0 | 0 | [5 empty] | 0 | [5 empty] | 0
[37 empty] | 0 |  |  |  | 0 | 0 | 0 | 0 | 0 | 0 | [5 empty] | 0 | [5 empty] | 0
[37 empty] | 0 |  |  |  | 0 | 0 | 0 | 0 | 0 | 0 | [5 empty] | 0 | [5 empty] | 0
[37 empty] | 0 |  |  |  | 0 | 0 | 0 | 0 | 0 | 0 | [5 empty] | 0 | [5 empty] | 0
[37 empty] | 0 |  |  |  | 0 | 0 | 0 | 0 | 0 | 0 | [5 empty] | 0 | [5 empty] | 0
[37 empty] | 0 |  |  |  | 0 | 0 | 0 | 0 | 0 | 0 | [5 empty] | 0 | [5 empty] | 0
[37 empty] | 0 |  |  |  | 0 | 0 | 0 | 0 | 0 | 0 | [5 empty] | 0 | [5 empty] | 0
[37 empty] | 0 |  |  |  | 0 | 0 | 0 | 0 | 0 | 0 | [5 empty] | 0 | [5 empty] | 0
[37 empty] | 0 |  |  |  | 0 | 0 | 0 | 0 | 0 | 0 | [5 empty] | 0 | [5 empty] | 0
[37 empty] | 0 |  |  |  | 0 | 0 | 0 | 0 | 0 | 0 | [5 empty] | 0 | [5 empty] | 0
[37 empty] | 0 |  |  |  | 0 | 0 | 0 | 0 | 0 | 0 | [5 empty] | 0 | [5 empty] | 0
[37 empty] | 0 |  |  |  | 0 | 0 | 0 | 0 | 0 | 0 | [5 empty] | 0 | [5 empty] | 0
[37 empty] | 0 |  |  |  | 0 | 0 | 0 | 0 | 0 | 0 | [5 empty] | 0 | [5 empty] | 0
[37 empty] | 0 |  |  |  | 0 | 0 | 0 | 0 | 0 | 0 | [5 empty] | 0 | [5 empty] | 0
[37 empty] | 0 |  |  |  | 0 | 0 | 0 | 0 | 0 | 0 | [5 empty] | 0 | [5 empty] | 0
[37 empty] | 0 |  |  |  | 0 | 0 | 0 | 0 | 0 | 0 | [5 empty] | 0 | [5 empty] | 0
[37 empty] | 0 |  |  |  | 0 | 0 | 0 | 0 | 0 | 0 | [5 empty] | 0 | [5 empty] | 0
[37 empty] | 0 |  |  |  | 0 | 0 | 0 | 0 | 0 | 0 | [5 empty] | 0 | [5 empty] | 0
[37 empty] | 0 |  |  |  | 0 | 0 | 0 | 0 | 0 | 0 | [5 empty] | 0 | [5 empty] | 0
[37 empty] | 0 |  |  |  | 0 | 0 | 0 | 0 | 0 | 0 | [5 empty] | 0 | [5 empty] | 0
[37 empty] | 0 |  |  |  | 0 | 0 | 0 | 0 | 0 | 0 | [5 empty] | 0 | [5 empty] | 0
[37 empty] | 0 |  |  |  | 0 | 0 | 0 | 0 | 0 | 0 | [5 empty] | 0 | [5 empty] | 0
[37 empty] | 0 |  |  |  | 0 | 0 | 0 | 0 | 0 | 0 | [5 empty] | 0 | [5 empty] | 0
[37 empty] | 0 |  |  |  | 0 | 0 | 0 | 0 | 0 | 0 | [5 empty] | 0 | [5 empty] | 0
[37 empty] | 0 |  |  |  | 0 | 0 | 0 | 0 | 0 | 0 | [5 empty] | 0 | [5 empty] | 0
[37 empty] | 0 |  |  |  | 0 | 0 | 0 | 0 | 0 | 0 | [5 empty] | 0 | [5 empty] | 0
[37 empty] | 0 |  |  |  | 0 | 0 | 0 | 0 | 0 | 0 | [5 empty] | 0 | [5 empty] | 0
[37 empty] | 0 |  |  |  | 0 | 0 | 0 | 0 | 0 | 0 | [5 empty] | 0 | [5 empty] | 0
[37 empty] | 0 |  |  |  | 0 | 0 | 0 | 0 | 0 | 0 | [5 empty] | 0 | [5 empty] | 0
[37 empty] | 0 |  |  |  | 0 | 0 | 0 | 0 | 0 | 0 | [5 empty] | 0 | [5 empty] | 0
[37 empty] | 0 |  |  |  | 0 | 0 | 0 | 0 | 0 | 0 | [5 empty] | 0 | [5 empty] | 0
[37 empty] | 0 |  |  |  | 0 | 0 | 0 | 0 | 0 | 0 | [5 empty] | 0 | [5 empty] | 0
[37 empty] | 0 |  |  |  | 0 | 0 | 0 | 0 | 0 | 0 | [5 empty] | 0 | [5 empty] | 0
[37 empty] | 0 |  |  |  | 0 | 0 | 0 | 0 | 0 | 0 | [5 empty] | 0 | [5 empty] | 0
[37 empty] | 0 |  |  |  | 0 | 0 | 0 | 0 | 0 | 0 | [5 empty] | 0 | [5 empty] | 0
[37 empty] | 0 |  |  |  | 0 | 0 | 0 | 0 | 0 | 0 | [5 empty] | 0 | [5 empty] | 0
[37 empty] | 0 |  |  |  | 0 | 0 | 0 | 0 | 0 | 0 | [5 empty] | 0 | [5 empty] | 0
[37 empty] | 0 |  |  |  | 0 | 0 | 0 | 0 | 0 | 0 | [5 empty] | 0 | [5 empty] | 0
[37 empty] | 0 |  |  |  | 0 | 0 | 0 | 0 | 0 | 0 | [5 empty] | 0 | [5 empty] | 0
[37 empty] | 0 |  |  |  | 0 | 0 | 0 | 0 | 0 | 0 | [5 empty] | 0 | [5 empty] | 0
[37 empty] | 0 |  |  |  | 0 | 0 | 0 | 0 | 0 | 0 | [5 empty] | 0 | [5 empty] | 0
[37 empty] | 0 |  |  |  | 0 | 0 | 0 | 0 | 0 | 0 | [5 empty] | 0 | [5 empty] | 0
[37 empty] | 0 |  |  |  | 0 | 0 | 0 | 0 | 0 | 0 | [5 empty] | 0 | [5 empty] | 0
[37 empty] | 0 |  |  |  | 0 | 0 | 0 | 0 | 0 | 0 | [5 empty] | 0 | [5 empty] | 0
[37 empty] | 0 |  |  |  | 0 | 0 | 0 | 0 | 0 | 0 | [5 empty] | 0 | [5 empty] | 0
[37 empty] | 0 |  |  |  | 0 | 0 | 0 | 0 | 0 | 0 | [5 empty] | 0 | [5 empty] | 0
[37 empty] | 0 |  |  |  | 0 | 0 | 0 | 0 | 0 | 0 | [5 empty] | 0 | [5 empty] | 0
[37 empty] | 0 |  |  |  | 0 | 0 | 0 | 0 | 0 | 0 | [5 empty] | 0 | [5 empty] | 0
[37 empty] | 0 |  |  |  | 0 | 0 | 0 | 0 | 0 | 0 | [5 empty] | 0 | [5 empty] | 0
[37 empty] | 0 |  |  |  | 0 | 0 | 0 | 0 | 0 | 0 | [5 empty] | 0 | [5 empty] | 0
[37 empty] | 0 |  |  |  | 0 | 0 | 0 | 0 | 0 | 0 | [5 empty] | 0 | [5 empty] | 0
[37 empty] | 0 |  |  |  | 0 | 0 | 0 | 0 | 0 | 0 | [5 empty] | 0 | [5 empty] | 0
[37 empty] | 0 |  |  |  | 0 | 0 | 0 | 0 | 0 | 0 | [5 empty] | 0 | [5 empty] | 0
[37 empty] | 0 |  |  |  | 0 | 0 | 0 | 0 | 0 | 0 | [5 empty] | 0 | [5 empty] | 0
[37 empty] | 0 |  |  |  | 0 | 0 | 0 | 0 | 0 | 0 | [5 empty] | 0 | [5 empty] | 0
[37 empty] | 0 |  |  |  | 0 | 0 | 0 | 0 | 0 | 0 | [5 empty] | 0 | [5 empty] | 0
[37 empty] | 0 |  |  |  | 0 | 0 | 0 | 0 | 0 | 0 | [5 empty] | 0 | [5 empty] | 0
[37 empty] | 0 |  |  |  | 0 | 0 | 0 | 0 | 0 | 0 | [5 empty] | 0 | [5 empty] | 0
[37 empty] | 0 |  |  |  | 0 | 0 | 0 | 0 | 0 | 0 | [5 empty] | 0 | [5 empty] | 0
[37 empty] | 0 |  |  |  | 0 | 0 | 0 | 0 | 0 | 0 | [5 empty] | 0 | [5 empty] | 0
[37 empty] | 0 |  |  |  | 0 | 0 | 0 | 0 | 0 | 0 | [5 empty] | 0 | [5 empty] | 0
[37 empty] | 0 |  |  |  | 0 | 0 | 0 | 0 | 0 | 0 | [5 empty] | 0 | [5 empty] | 0
[37 empty] | 0 |  |  |  | 0 | 0 | 0 | 0 | 0 | 0 | [5 empty] | 0 | [5 empty] | 0
[37 empty] | 0 |  |  |  | 0 | 0 | 0 | 0 | 0 | 0 | [5 empty] | 0 | [5 empty] | 0
[37 empty] | 0 |  |  |  | 0 | 0 | 0 | 0 | 0 | 0 | [5 empty] | 0 | [5 empty] | 0
[37 empty] | 0 |  |  |  | 0 | 0 | 0 | 0 | 0 | 0 | [5 empty] | 0 | [5 empty] | 0
[37 empty] | 0 |  |  |  | 0 | 0 | 0 | 0 | 0 | 0 | [5 empty] | 0 | [5 empty] | 0
[37 empty] | 0 |  |  |  | 0 | 0 | 0 | 0 | 0 | 0 | [5 empty] | 0 | [5 empty] | 0
[37 empty] | 0 |  |  |  | 0 | 0 | 0 | 0 | 0 | 0 | [5 empty] | 0 | [5 empty] | 0
[37 empty] | 0 |  |  |  | 0 | 0 | 0 | 0 | 0 | 0 | [5 empty] | 0 | [5 empty] | 0
[37 empty] | 0 |  |  |  | 0 | 0 | 0 | 0 | 0 | 0 | [5 empty] | 0 | [5 empty] | 0
[37 empty] | 0 |  |  |  | 0 | 0 | 0 | 0 | 0 | 0 | [5 empty] | 0 | [5 empty] | 0
[37 empty] | 0 |  |  |  | 0 | 0 | 0 | 0 | 0 | 0 | [5 empty] | 0 | [5 empty] | 0
[37 empty] | 0 |  |  |  | 0 | 0 | 0 | 0 | 0 | 0 | [5 empty] | 0 | [5 empty] | 0
[37 empty] | 0 |  |  |  | 0 | 0 | 0 | 0 | 0 | 0 | [5 empty] | 0 | [5 empty] | 0
[37 empty] | 0 |  |  |  | 0 | 0 | 0 | 0 | 0 | 0 | [5 empty] | 0 | [5 empty] | 0
[37 empty] | 0 |  |  |  | 0 | 0 | 0 | 0 | 0 | 0 | [5 empty] | 0 | [5 empty] | 0
[37 empty] | 0 |  |  |  | 0 | 0 | 0 | 0 | 0 | 0 | [5 empty] | 0 | [5 empty] | 0
[37 empty] | 0 |  |  |  | 0 | 0 | 0 | 0 | 0 | 0 | [5 empty] | 0 | [5 empty] | 0
[37 empty] | 0 |  |  |  | 0 | 0 | 0 | 0 | 0 | 0 | [5 empty] | 0 | [5 empty] | 0
[37 empty] | 0 |  |  |  | 0 | 0 | 0 | 0 | 0 | 0 | [5 empty] | 0 | [5 empty] | 0
[37 empty] | 0 |  |  |  | 0 | 0 | 0 | 0 | 0 | 0 | [5 empty] | 0 | [5 empty] | 0
[37 empty] | 0 |  |  |  | 0 | 0 | 0 | 0 | 0 | 0 | [5 empty] | 0 | [5 empty] | 0
[37 empty] | 0 |  |  |  | 0 | 0 | 0 | 0 | 0 | 0 | [5 empty] | 0 | [5 empty] | 0
[37 empty] | 0 |  |  |  | 0 | 0 | 0 | 0 | 0 | 0 | [5 empty] | 0 | [5 empty] | 0
[37 empty] | 0 |  |  |  | 0 | 0 | 0 | 0 | 0 | 0 | [5 empty] | 0 | [5 empty] | 0
[37 empty] | 0 |  |  |  | 0 | 0 | 0 | 0 | 0 | 0 | [5 empty] | 0 | [5 empty] | 0
[37 empty] | 0 |  |  |  | 0 | 0 | 0 | 0 | 0 | 0 | [5 empty] | 0 | [5 empty] | 0
[37 empty] | 0 |  |  |  | 0 | 0 | 0 | 0 | 0 | 0 | [5 empty] | 0 | [5 empty] | 0
[37 empty] | 0 |  |  |  | 0 | 0 | 0 | 0 | 0 | 0 | [5 empty] | 0 | [5 empty] | 0
[37 empty] | 0 |  |  |  | 0 | 0 | 0 | 0 | 0 | 0 | [5 empty] | 0 | [5 empty] | 0
[37 empty] | 0 |  |  |  | 0 | 0 | 0 | 0 | 0 | 0 | [5 empty] | 0 | [5 empty] | 0
[37 empty] | 0 |  |  |  | 0 | 0 | 0 | 0 | 0 | 0 | [5 empty] | 0 | [5 empty] | 0
[37 empty] | 0 |  |  |  | 0 | 0 | 0 | 0 | 0 | 0 | [5 empty] | 0 | [5 empty] | 0
[37 empty] | 0 |  |  |  | 0 | 0 | 0 | 0 | 0 | 0 | [5 empty] | 0 | [5 empty] | 0
[37 empty] | 0 |  |  |  | 0 | 0 | 0 | 0 | 0 | 0 | [5 empty] | 0 | [5 empty] | 0
[37 empty] | 0 |  |  |  | 0 | 0 | 0 | 0 | 0 | 0 | [5 empty] | 0 | [5 empty] | 0
[37 empty] | 0 |  |  |  | 0 | 0 | 0 | 0 | 0 | 0 | [5 empty] | 0 | [5 empty] | 0
[37 empty] | 0 |  |  |  | 0 | 0 | 0 | 0 | 0 | 0 | [5 empty] | 0 | [5 empty] | 0
[37 empty] | 0 |  |  |  | 0 | 0 | 0 | 0 | 0 | 0 | [5 empty] | 0 | [5 empty] | 0
[37 empty] | 0 |  |  |  | 0 | 0 | 0 | 0 | 0 | 0 | [5 empty] | 0 | [5 empty] | 0
[37 empty] | 0 |  |  |  | 0 | 0 | 0 | 0 | 0 | 0 | [5 empty] | 0 | [5 empty] | 0
[37 empty] | 0 |  |  |  | 0 | 0 | 0 | 0 | 0 | 0 | [5 empty] | 0 | [5 empty] | 0
[37 empty] | 0 |  |  |  | 0 | 0 | 0 | 0 | 0 | 0 | [5 empty] | 0 | [5 empty] | 0
[37 empty] | 0 |  |  |  | 0 | 0 | 0 | 0 | 0 | 0 | [5 empty] | 0 | [5 empty] | 0
[37 empty] | 0 |  |  |  | 0 | 0 | 0 | 0 | 0 | 0 | [5 empty] | 0 | [5 empty] | 0
[37 empty] | 0 |  |  |  | 0 | 0 | 0 | 0 | 0 | 0 | [5 empty] | 0 | [5 empty] | 0
[37 empty] | 0 |  |  |  | 0 | 0 | 0 | 0 | 0 | 0 | [5 empty] | 0 | [5 empty] | 0
[37 empty] | 0 |  |  |  | 0 | 0 | 0 | 0 | 0 | 0 | [5 empty] | 0 | [5 empty] | 0
[37 empty] | 0 |  |  |  | 0 | 0 | 0 | 0 | 0 | 0 | [5 empty] | 0 | [5 empty] | 0
[37 empty] | 0 |  |  |  | 0 | 0 | 0 | 0 | 0 | 0 | [5 empty] | 0 | [5 empty] | 0
[37 empty] | 0 |  |  |  | 0 | 0 | 0 | 0 | 0 | 0 | [5 empty] | 0 | [5 empty] | 0
[37 empty] | 0 |  |  |  | 0 | 0 | 0 | 0 | 0 | 0 | [5 empty] | 0 | [5 empty] | 0
[37 empty] | 0 |  |  |  | 0 | 0 | 0 | 0 | 0 | 0 | [5 empty] | 0 | [5 empty] | 0
[37 empty] | 0 |  |  |  | 0 | 0 | 0 | 0 | 0 | 0 | [5 empty] | 0 | [5 empty] | 0
[37 empty] | 0 |  |  |  | 0 | 0 | 0 | 0 | 0 | 0 | [5 empty] | 0 | [5 empty] | 0
[37 empty] | 0 |  |  |  | 0 | 0 | 0 | 0 | 0 | 0 | [5 empty] | 0 | [5 empty] | 0
[37 empty] | 0 |  |  |  | 0 | 0 | 0 | 0 | 0 | 0 | [5 empty] | 0 | [5 empty] | 0
[37 empty] | 0 |  |  |  | 0 | 0 | 0 | 0 | 0 | 0 | [5 empty] | 0 | [5 empty] | 0
[37 empty] | 0 |  |  |  | 0 | 0 | 0 | 0 | 0 | 0 | [5 empty] | 0 | [5 empty] | 0
[37 empty] | 0 |  |  |  | 0 | 0 | 0 | 0 | 0 | 0 | [5 empty] | 0 | [5 empty] | 0
[37 empty] | 0 |  |  |  | 0 | 0 | 0 | 0 | 0 | 0 | [5 empty] | 0 | [5 empty] | 0
[37 empty] | 0 |  |  |  | 0 | 0 | 0 | 0 | 0 | 0 | [5 empty] | 0 | [5 empty] | 0
[37 empty] | 0 |  |  |  | 0 | 0 | 0 | 0 | 0 | 0 | [5 empty] | 0 | [5 empty] | 0
[37 empty] | 0 |  |  |  | 0 | 0 | 0 | 0 | 0 | 0 | [5 empty] | 0 | [5 empty] | 0
[37 empty] | 0 |  |  |  | 0 | 0 | 0 | 0 | 0 | 0 | [5 empty] | 0 | [5 empty] | 0
[37 empty] | 0 |  |  |  | 0 | 0 | 0 | 0 | 0 | 0 | [5 empty] | 0 | [5 empty] | 0
[37 empty] | 0 |  |  |  | 0 | 0 | 0 | 0 | 0 | 0 | [5 empty] | 0 | [5 empty] | 0
[37 empty] | 0 |  |  |  | 0 | 0 | 0 | 0 | 0 | 0 | [5 empty] | 0 | [5 empty] | 0
[37 empty] | 0 |  |  |  | 0 | 0 | 0 | 0 | 0 | 0 | [5 empty] | 0 | [5 empty] | 0
[37 empty] | 0 |  |  |  | 0 | 0 | 0 | 0 | 0 | 0 | [5 empty] | 0 | [5 empty] | 0
[37 empty] | 0 |  |  |  | 0 | 0 | 0 | 0 | 0 | 0 | [5 empty] | 0 | [5 empty] | 0
[37 empty] | 0 |  |  |  | 0 | 0 | 0 | 0 | 0 | 0 | [5 empty] | 0 | [5 empty] | 0
[37 empty] | 0 |  |  |  | 0 | 0 | 0 | 0 | 0 | 0 | [5 empty] | 0 | [5 empty] | 0
[37 empty] | 0 |  |  |  | 0 | 0 | 0 | 0 | 0 | 0 | [5 empty] | 0 | [5 empty] | 0
[37 empty] | 0 |  |  |  | 0 | 0 | 0 | 0 | 0 | 0 | [5 empty] | 0 | [5 empty] | 0
[37 empty] | 0 |  |  |  | 0 | 0 | 0 | 0 | 0 | 0 | [5 empty] | 0 | [5 empty] | 0
[37 empty] | 0 |  |  |  | 0 | 0 | 0 | 0 | 0 | 0 | [5 empty] | 0 | [5 empty] | 0
[37 empty] | 0 |  |  |  | 0 | 0 | 0 | 0 | 0 | 0 | [5 empty] | 0 | [5 empty] | 0
[37 empty] | 0 |  |  |  | 0 | 0 | 0 | 0 | 0 | 0 | [5 empty] | 0 | [5 empty] | 0
[37 empty] | 0 |  |  |  | 0 | 0 | 0 | 0 | 0 | 0 | [5 empty] | 0 | [5 empty] | 0
[37 empty] | 0 |  |  |  | 0 | 0 | 0 | 0 | 0 | 0 | [5 empty] | 0 | [5 empty] | 0
[37 empty] | 0 |  |  |  | 0 | 0 | 0 | 0 | 0 | 0 | [5 empty] | 0 | [5 empty] | 0
[37 empty] | 0 |  |  |  | 0 | 0 | 0 | 0 | 0 | 0 | [5 empty] | 0 | [5 empty] | 0
[37 empty] | 0 |  |  |  | 0 | 0 | 0 | 0 | 0 | 0 | [5 empty] | 0 | [5 empty] | 0
[37 empty] | 0 |  |  |  | 0 | 0 | 0 | 0 | 0 | 0 | [5 empty] | 0 | [5 empty] | 0
[37 empty] | 0 |  |  |  | 0 | 0 | 0 | 0 | 0 | 0 | [5 empty] | 0 | [5 empty] | 0
[37 empty] | 0 |  |  |  | 0 | 0 | 0 | 0 | 0 | 0 | [5 empty] | 0 | [5 empty] | 0
[37 empty] | 0 |  |  |  | 0 | 0 | 0 | 0 | 0 | 0 | [5 empty] | 0 | [5 empty] | 0
[37 empty] | 0 |  |  |  | 0 | 0 | 0 | 0 | 0 | 0 | [5 empty] | 0 | [5 empty] | 0
[37 empty] | 0 |  |  |  | 0 | 0 | 0 | 0 | 0 | 0 | [5 empty] | 0 | [5 empty] | 0
[37 empty] | 0 |  |  |  | 0 | 0 | 0 | 0 | 0 | 0 | [5 empty] | 0 | [5 empty] | 0
[37 empty] | 0 |  |  |  | 0 | 0 | 0 | 0 | 0 | 0 | [5 empty] | 0 | [5 empty] | 0
[37 empty] | 0 |  |  |  | 0 | 0 | 0 | 0 | 0 | 0 | [5 empty] | 0 | [5 empty] | 0
[37 empty] | 0 |  |  |  | 0 | 0 | 0 | 0 | 0 | 0 | [5 empty] | 0 | [5 empty] | 0
[37 empty] | 0 |  |  |  | 0 | 0 | 0 | 0 | 0 | 0 | [5 empty] | 0 | [5 empty] | 0
[37 empty] | 0 |  |  |  | 0 | 0 | 0 | 0 | 0 | 0 | [5 empty] | 0 | [5 empty] | 0
[37 empty] | 0 |  |  |  | 0 | 0 | 0 | 0 | 0 | 0 | [5 empty] | 0 | [5 empty] | 0
[37 empty] | 0 |  |  |  | 0 | 0 | 0 | 0 | 0 | 0 | [5 empty] | 0 | [5 empty] | 0
[37 empty] | 0 |  |  |  | 0 | 0 | 0 | 0 | 0 | 0 | [5 empty] | 0 | [5 empty] | 0
[37 empty] | 0 |  |  |  | 0 | 0 | 0 | 0 | 0 | 0 | [5 empty] | 0 | [5 empty] | 0
[37 empty] | 0 |  |  |  | 0 | 0 | 0 | 0 | 0 | 0 | [5 empty] | 0 | [5 empty] | 0
[37 empty] | 0 |  |  |  | 0 | 0 | 0 | 0 | 0 | 0 | [5 empty] | 0 | [5 empty] | 0
[37 empty] | 0 |  |  |  | 0 | 0 | 0 | 0 | 0 | 0 | [5 empty] | 0 | [5 empty] | 0
[37 empty] | 0 |  |  |  | 0 | 0 | 0 | 0 | 0 | 0 | [5 empty] | 0 | [5 empty] | 0
[37 empty] | 0 |  |  |  | 0 | 0 | 0 | 0 | 0 | 0 | [5 empty] | 0 | [5 empty] | 0
[37 empty] | 0 |  |  |  | 0 | 0 | 0 | 0 | 0 | 0 | [5 empty] | 0 | [5 empty] | 0
[37 empty] | 0 |  |  |  | 0 | 0 | 0 | 0 | 0 | 0 | [5 empty] | 0 | [5 empty] | 0
[37 empty] | 0 |  |  |  | 0 | 0 | 0 | 0 | 0 | 0 | [5 empty] | 0 | [5 empty] | 0
[37 empty] | 0 |  |  |  | 0 | 0 | 0 | 0 | 0 | 0 | [5 empty] | 0 | [5 empty] | 0
[37 empty] | 0 |  |  |  | 0 | 0 | 0 | 0 | 0 | 0 | [5 empty] | 0 | [5 empty] | 0
[37 empty] | 0 |  |  |  | 0 | 0 | 0 | 0 | 0 | 0 | [5 empty] | 0 | [5 empty] | 0
[37 empty] | 0 |  |  |  | 0 | 0 | 0 | 0 | 0 | 0 | [5 empty] | 0 | [5 empty] | 0
[37 empty] | 0 |  |  |  | 0 | 0 | 0 | 0 | 0 | 0 | [5 empty] | 0 | [5 empty] | 0
[37 empty] | 0 |  |  |  | 0 | 0 | 0 | 0 | 0 | 0 | [5 empty] | 0 | [5 empty] | 0
[37 empty] | 0 |  |  |  | 0 | 0 | 0 | 0 | 0 | 0 | [5 empty] | 0 | [5 empty] | 0
[37 empty] | 0 |  |  |  | 0 | 0 | 0 | 0 | 0 | 0 | [5 empty] | 0 | [5 empty] | 0
[37 empty] | 0 |  |  |  | 0 | 0 | 0 | 0 | 0 | 0 | [5 empty] | 0 | [5 empty] | 0
[37 empty] | 0 |  |  |  | 0 | 0 | 0 | 0 | 0 | 0 | [5 empty] | 0 | [5 empty] | 0
[37 empty] | 0 |  |  |  | 0 | 0 | 0 | 0 | 0 | 0 | [5 empty] | 0 | [5 empty] | 0
[37 empty] | 0 |  |  |  | 0 | 0 | 0 | 0 | 0 | 0 | [5 empty] | 0 | [5 empty] | 0
[37 empty] | 0 |  |  |  | 0 | 0 | 0 | 0 | 0 | 0 | [5 empty] | 0 | [5 empty] | 0
[37 empty] | 0 |  |  |  | 0 | 0 | 0 | 0 | 0 | 0 | [5 empty] | 0 | [5 empty] | 0
[37 empty] | 0 |  |  |  | 0 | 0 | 0 | 0 | 0 | 0 | [5 empty] | 0 | [5 empty] | 0
[37 empty] | 0 |  |  |  | 0 | 0 | 0 | 0 | 0 | 0 | [5 empty] | 0 | [5 empty] | 0
[37 empty] | 0 |  |  |  | 0 | 0 | 0 | 0 | 0 | 0 | [5 empty] | 0 | [5 empty] | 0
[37 empty] | 0 |  |  |  | 0 | 0 | 0 | 0 | 0 | 0 | [5 empty] | 0 | [5 empty] | 0
[37 empty] | 0 |  |  |  | 0 | 0 | 0 | 0 | 0 | 0 | [5 empty] | 0 | [5 empty] | 0
[37 empty] | 0 |  |  |  | 0 | 0 | 0 | 0 | 0 | 0 | [5 empty] | 0 | [5 empty] | 0
[37 empty] | 0 |  |  |  | 0 | 0 | 0 | 0 | 0 | 0 | [5 empty] | 0 | [5 empty] | 0
[37 empty] | 0 |  |  |  | 0 | 0 | 0 | 0 | 0 | 0 | [5 empty] | 0 | [5 empty] | 0
[37 empty] | 0 |  |  |  | 0 | 0 | 0 | 0 | 0 | 0 | [5 empty] | 0 | [5 empty] | 0
[37 empty] | 0 |  |  |  | 0 | 0 | 0 | 0 | 0 | 0 | [5 empty] | 0 | [5 empty] | 0
[37 empty] | 0 |  |  |  | 0 | 0 | 0 | 0 | 0 | 0 | [5 empty] | 0 | [5 empty] | 0
[37 empty] | 0 |  |  |  | 0 | 0 | 0 | 0 | 0 | 0 | [5 empty] | 0 | [5 empty] | 0
[37 empty] | 0 |  |  |  | 0 | 0 | 0 | 0 | 0 | 0 | [5 empty] | 0 | [5 empty] | 0
[37 empty] | 0 |  |  |  | 0 | 0 | 0 | 0 | 0 | 0 | [5 empty] | 0 | [5 empty] | 0
[37 empty] | 0 |  |  |  | 0 | 0 | 0 | 0 | 0 | 0 | [5 empty] | 0 | [5 empty] | 0
[37 empty] | 0 |  |  |  | 0 | 0 | 0 | 0 | 0 | 0 | [5 empty] | 0 | [5 empty] | 0
[37 empty] | 0 |  |  |  | 0 | 0 | 0 | 0 | 0 | 0 | [5 empty] | 0 | [5 empty] | 0
[37 empty] | 0 |  |  |  | 0 | 0 | 0 | 0 | 0 | 0 | [5 empty] | 0 | [5 empty] | 0
[37 empty] | 0 |  |  |  | 0 | 0 | 0 | 0 | 0 | 0 | [5 empty] | 0 | [5 empty] | 0
[37 empty] | 0 |  |  |  | 0 | 0 | 0 | 0 | 0 | 0 | [5 empty] | 0 | [5 empty] | 0
[37 empty] | 0 |  |  |  | 0 | 0 | 0 | 0 | 0 | 0 | [5 empty] | 0 | [5 empty] | 0
[37 empty] | 0 |  |  |  | 0 | 0 | 0 | 0 | 0 | 0 | [5 empty] | 0 | [5 empty] | 0
[37 empty] | 0 |  |  |  | 0 | 0 | 0 | 0 | 0 | 0 | [5 empty] | 0 | [5 empty] | 0
[37 empty] | 0 |  |  |  | 0 | 0 | 0 | 0 | 0 | 0 | [5 empty] | 0 | [5 empty] | 0
[37 empty] | 0 |  |  |  | 0 | 0 | 0 | 0 | 0 | 0 | [5 empty] | 0 | [5 empty] | 0
[37 empty] | 0 |  |  |  | 0 | 0 | 0 | 0 | 0 | 0 | [5 empty] | 0 | [5 empty] | 0
[37 empty] | 0 |  |  |  | 0 | 0 | 0 | 0 | 0 | 0 | [5 empty] | 0 | [5 empty] | 0
[37 empty] | 0 |  |  |  | 0 | 0 | 0 | 0 | 0 | 0 | [5 empty] | 0 | [5 empty] | 0
[37 empty] | 0 |  |  |  | 0 | 0 | 0 | 0 | 0 | 0 | [5 empty] | 0 | [5 empty] | 0
[37 empty] | 0 |  |  |  | 0 | 0 | 0 | 0 | 0 | 0 | [5 empty] | 0 | [5 empty] | 0
[37 empty] | 0 |  |  |  | 0 | 0 | 0 | 0 | 0 | 0 | [5 empty] | 0 | [5 empty] | 0
[37 empty] | 0 |  |  |  | 0 | 0 | 0 | 0 | 0 | 0 | [5 empty] | 0 | [5 empty] | 0
[37 empty] | 0 |  |  |  | 0 | 0 | 0 | 0 | 0 | 0 | [5 empty] | 0 | [5 empty] | 0
[37 empty] | 0 |  |  |  | 0 | 0 | 0 | 0 | 0 | 0 | [5 empty] | 0 | [5 empty] | 0
[37 empty] | 0 |  |  |  | 0 | 0 | 0 | 0 | 0 | 0 | [5 empty] | 0 | [5 empty] | 0
[37 empty] | 0 |  |  |  | 0 | 0 | 0 | 0 | 0 | 0 | [5 empty] | 0 | [5 empty] | 0
[37 empty] | 0 |  |  |  | 0 | 0 | 0 | 0 | 0 | 0 | [5 empty] | 0 | [5 empty] | 0
[37 empty] | 0 |  |  |  | 0 | 0 | 0 | 0 | 0 | 0 | [5 empty] | 0 | [5 empty] | 0
[37 empty] | 0 |  |  |  | 0 | 0 | 0 | 0 | 0 | 0 | [5 empty] | 0 | [5 empty] | 0
[37 empty] | 0 |  |  |  | 0 | 0 | 0 | 0 | 0 | 0 | [5 empty] | 0 | [5 empty] | 0
[37 empty] | 0 |  |  |  | 0 | 0 | 0 | 0 | 0 | 0 | [5 empty] | 0 | [5 empty] | 0
[37 empty] | 0 |  |  |  | 0 | 0 | 0 | 0 | 0 | 0 | [5 empty] | 0 | [5 empty] | 0
[37 empty] | 0 |  |  |  | 0 | 0 | 0 | 0 | 0 | 0 | [5 empty] | 0 | [5 empty] | 0
[37 empty] | 0 |  |  |  | 0 | 0 | 0 | 0 | 0 | 0 | [5 empty] | 0 | [5 empty] | 0
[37 empty] | 0 |  |  |  | 0 | 0 | 0 | 0 | 0 | 0 | [5 empty] | 0 | [5 empty] | 0
[37 empty] | 0 |  |  |  | 0 | 0 | 0 | 0 | 0 | 0 | [5 empty] | 0 | [5 empty] | 0
[37 empty] | 0 |  |  |  | 0 | 0 | 0 | 0 | 0 | 0 | [5 empty] | 0 | [5 empty] | 0
[37 empty] | 0 |  |  |  | 0 | 0 | 0 | 0 | 0 | 0 | [5 empty] | 0 | [5 empty] | 0
[37 empty] | 0 |  |  |  | 0 | 0 | 0 | 0 | 0 | 0 | [5 empty] | 0 | [5 empty] | 0
[37 empty] | 0 |  |  |  | 0 | 0 | 0 | 0 | 0 | 0 | [5 empty] | 0 | [5 empty] | 0
[37 empty] | 0 |  |  |  | 0 | 0 | 0 | 0 | 0 | 0 | [5 empty] | 0 | [5 empty] | 0
[37 empty] | 0 |  |  |  | 0 | 0 | 0 | 0 | 0 | 0 | [5 empty] | 0 | [5 empty] | 0
[37 empty] | 0 |  |  |  | 0 | 0 | 0 | 0 | 0 | 0 | [5 empty] | 0 | [5 empty] | 0
[37 empty] | 0 |  |  |  | 0 | 0 | 0 | 0 | 0 | 0 | [5 empty] | 0 | [5 empty] | 0
[37 empty] | 0 |  |  |  | 0 | 0 | 0 | 0 | 0 | 0 | [5 empty] | 0 | [5 empty] | 0
[37 empty] | 0 |  |  |  | 0 | 0 | 0 | 0 | 0 | 0 | [5 empty] | 0 | [5 empty] | 0
[37 empty] | 0 |  |  |  | 0 | 0 | 0 | 0 | 0 | 0 | [5 empty] | 0 | [5 empty] | 0
[37 empty] | 0 |  |  |  | 0 | 0 | 0 | 0 | 0 | 0 | [5 empty] | 0 | [5 empty] | 0
[37 empty] | 0 |  |  |  | 0 | 0 | 0 | 0 | 0 | 0 | [5 empty] | 0 | [5 empty] | 0
[37 empty] | 0 |  |  |  | 0 | 0 | 0 | 0 | 0 | 0 | [5 empty] | 0 | [5 empty] | 0
[37 empty] | 0 |  |  |  | 0 | 0 | 0 | 0 | 0 | 0 | [5 empty] | 0 | [5 empty] | 0
[37 empty] | 0 |  |  |  | 0 | 0 | 0 | 0 | 0 | 0 | [5 empty] | 0 | [5 empty] | 0
[37 empty] | 0 |  |  |  | 0 | 0 | 0 | 0 | 0 | 0 | [5 empty] | 0 | [5 empty] | 0
[37 empty] | 0 |  |  |  | 0 | 0 | 0 | 0 | 0 | 0 | [5 empty] | 0 | [5 empty] | 0
[37 empty] | 0 |  |  |  | 0 | 0 | 0 | 0 | 0 | 0 | [5 empty] | 0 | [5 empty] | 0
[37 empty] | 0 |  |  |  | 0 | 0 | 0 | 0 | 0 | 0 | [5 empty] | 0 | [5 empty] | 0
[37 empty] | 0 |  |  |  | 0 | 0 | 0 | 0 | 0 | 0 | [5 empty] | 0 | [5 empty] | 0
[37 empty] | 0 |  |  |  | 0 | 0 | 0 | 0 | 0 | 0 | [5 empty] | 0 | [5 empty] | 0
[37 empty] | 0 |  |  |  | 0 | 0 | 0 | 0 | 0 | 0 | [5 empty] | 0 | [5 empty] | 0
[37 empty] | 0 |  |  |  | 0 | 0 | 0 | 0 | 0 | 0 | [5 empty] | 0 | [5 empty] | 0
[37 empty] | 0 |  |  |  | 0 | 0 | 0 | 0 | 0 | 0 | [5 empty] | 0 | [5 empty] | 0
[37 empty] | 0 |  |  |  | 0 | 0 | 0 | 0 | 0 | 0 | [5 empty] | 0 | [5 empty] | 0
[37 empty] | 0 |  |  |  | 0 | 0 | 0 | 0 | 0 | 0 | [5 empty] | 0 | [5 empty] | 0
[37 empty] | 0 |  |  |  | 0 | 0 | 0 | 0 | 0 | 0 | [5 empty] | 0 | [5 empty] | 0
[37 empty] | 0 |  |  |  | 0 | 0 | 0 | 0 | 0 | 0 | [5 empty] | 0 | [5 empty] | 0
[37 empty] | 0 |  |  |  | 0 | 0 | 0 | 0 | 0 | 0 | [5 empty] | 0 | [5 empty] | 0
[37 empty] | 0 |  |  |  | 0 | 0 | 0 | 0 | 0 | 0 | [5 empty] | 0 | [5 empty] | 0
[37 empty] | 0 |  |  |  | 0 | 0 | 0 | 0 | 0 | 0 | [5 empty] | 0 | [5 empty] | 0
[37 empty] | 0 |  |  |  | 0 | 0 | 0 | 0 | 0 | 0 | [5 empty] | 0 | [5 empty] | 0
[37 empty] | 0 |  |  |  | 0 | 0 | 0 | 0 | 0 | 0 | [5 empty] | 0 | [5 empty] | 0
[37 empty] | 0 |  |  |  | 0 | 0 | 0 | 0 | 0 | 0 | [5 empty] | 0 | [5 empty] | 0
[37 empty] | 0 |  |  |  | 0 | 0 | 0 | 0 | 0 | 0 | [5 empty] | 0 | [5 empty] | 0
[37 empty] | 0 |  |  |  | 0 | 0 | 0 | 0 | 0 | 0 | [5 empty] | 0 | [5 empty] | 0
[37 empty] | 0 |  |  |  | 0 | 0 | 0 | 0 | 0 | 0 | [5 empty] | 0 | [5 empty] | 0
[37 empty] | 0 |  |  |  | 0 | 0 | 0 | 0 | 0 | 0 | [5 empty] | 0 | [5 empty] | 0
[37 empty] | 0 |  |  |  | 0 | 0 | 0 | 0 | 0 | 0 | [5 empty] | 0 | [5 empty] | 0
[37 empty] | 0 |  |  |  | 0 | 0 | 0 | 0 | 0 | 0 | [5 empty] | 0 | [5 empty] | 0
[37 empty] | 0 |  |  |  | 0 | 0 | 0 | 0 | 0 | 0 | [5 empty] | 0 | [5 empty] | 0
[37 empty] | 0 |  |  |  | 0 | 0 | 0 | 0 | 0 | 0 | [5 empty] | 0 | [5 empty] | 0
[37 empty] | 0 |  |  |  | 0 | 0 | 0 | 0 | 0 | 0 | [5 empty] | 0 | [5 empty] | 0
[37 empty] | 0 |  |  |  | 0 | 0 | 0 | 0 | 0 | 0 | [5 empty] | 0 | [5 empty] | 0
[37 empty] | 0 |  |  |  | 0 | 0 | 0 | 0 | 0 | 0 | [5 empty] | 0 | [5 empty] | 0
[37 empty] | 0 |  |  |  | 0 | 0 | 0 | 0 | 0 | 0 | [5 empty] | 0 | [5 empty] | 0
[37 empty] | 0 |  |  |  | 0 | 0 | 0 | 0 | 0 | 0 | [5 empty] | 0 | [5 empty] | 0
[37 empty] | 0 |  |  |  | 0 | 0 | 0 | 0 | 0 | 0 | [5 empty] | 0 | [5 empty] | 0
[37 empty] | 0 |  |  |  | 0 | 0 | 0 | 0 | 0 | 0 | [5 empty] | 0 | [5 empty] | 0
[37 empty] | 0 |  |  |  | 0 | 0 | 0 | 0 | 0 | 0 | [5 empty] | 0 | [5 empty] | 0
[37 empty] | 0 |  |  |  | 0 | 0 | 0 | 0 | 0 | 0 | [5 empty] | 0 | [5 empty] | 0
[37 empty] | 0 |  |  |  | 0 | 0 | 0 | 0 | 0 | 0 | [5 empty] | 0 | [5 empty] | 0
[37 empty] | 0 |  |  |  | 0 | 0 | 0 | 0 | 0 | 0 | [5 empty] | 0 | [5 empty] | 0
[37 empty] | 0 |  |  |  | 0 | 0 | 0 | 0 | 0 | 0 | [5 empty] | 0 | [5 empty] | 0
[37 empty] | 0 |  |  |  | 0 | 0 | 0 | 0 | 0 | 0 | [5 empty] | 0 | [5 empty] | 0
[37 empty] | 0 |  |  |  | 0 | 0 | 0 | 0 | 0 | 0 | [5 empty] | 0 | [5 empty] | 0
[37 empty] | 0 |  |  |  | 0 | 0 | 0 | 0 | 0 | 0 | [5 empty] | 0 | [5 empty] | 0
[37 empty] | 0 |  |  |  | 0 | 0 | 0 | 0 | 0 | 0 | [5 empty] | 0 | [5 empty] | 0
[37 empty] | 0 |  |  |  | 0 | 0 | 0 | 0 | 0 | 0 | [5 empty] | 0 | [5 empty] | 0
[37 empty] | 0 |  |  |  | 0 | 0 | 0 | 0 | 0 | 0 | [5 empty] | 0 | [5 empty] | 0
[37 empty] | 0 |  |  |  | 0 | 0 | 0 | 0 | 0 | 0 | [5 empty] | 0 | [5 empty] | 0
[37 empty] | 0 |  |  |  | 0 | 0 | 0 | 0 | 0 | 0 | [5 empty] | 0 | [5 empty] | 0
[37 empty] | 0 |  |  |  | 0 | 0 | 0 | 0 | 0 | 0 | [5 empty] | 0 | [5 empty] | 0
[37 empty] | 0 |  |  |  | 0 | 0 | 0 | 0 | 0 | 0 | [5 empty] | 0 | [5 empty] | 0
[37 empty] | 0 |  |  |  | 0 | 0 | 0 | 0 | 0 | 0 | [5 empty] | 0 | [5 empty] | 0
[37 empty] | 0 |  |  |  | 0 | 0 | 0 | 0 | 0 | 0 | [5 empty] | 0 | [5 empty] | 0
[37 empty] | 0 |  |  |  | 0 | 0 | 0 | 0 | 0 | 0 | [5 empty] | 0 | [5 empty] | 0
[37 empty] | 0 |  |  |  | 0 | 0 | 0 | 0 | 0 | 0 | [5 empty] | 0 | [5 empty] | 0
[37 empty] | 0 |  |  |  | 0 | 0 | 0 | 0 | 0 | 0 | [5 empty] | 0 | [5 empty] | 0
[37 empty] | 0 |  |  |  | 0 | 0 | 0 | 0 | 0 | 0 | [5 empty] | 0 | [5 empty] | 0
[37 empty] | 0 |  |  |  | 0 | 0 | 0 | 0 | 0 | 0 | [5 empty] | 0 | [5 empty] | 0
[37 empty] | 0 |  |  |  | 0 | 0 | 0 | 0 | 0 | 0 | [5 empty] | 0 | [5 empty] | 0
[37 empty] | 0 |  |  |  | 0 | 0 | 0 | 0 | 0 | 0 | [5 empty] | 0 | [5 empty] | 0
[37 empty] | 0 |  |  |  | 0 | 0 | 0 | 0 | 0 | 0 | [5 empty] | 0 | [5 empty] | 0
[37 empty] | 0 |  |  |  | 0 | 0 | 0 | 0 | 0 | 0 | [5 empty] | 0 | [5 empty] | 0
[37 empty] | 0 |  |  |  | 0 | 0 | 0 | 0 | 0 | 0 | [5 empty] | 0 | [5 empty] | 0
[37 empty] | 0 |  |  |  | 0 | 0 | 0 | 0 | 0 | 0 | [5 empty] | 0 | [5 empty] | 0
[37 empty] | 0 |  |  |  | 0 | 0 | 0 | 0 | 0 | 0 | [5 empty] | 0 | [5 empty] | 0
[37 empty] | 0 |  |  |  | 0 | 0 | 0 | 0 | 0 | 0 | [5 empty] | 0 | [5 empty] | 0
[37 empty] | 0 |  |  |  | 0 | 0 | 0 | 0 | 0 | 0 | [5 empty] | 0 | [5 empty] | 0
[37 empty] | 0 |  |  |  | 0 | 0 | 0 | 0 | 0 | 0 | [5 empty] | 0 | [5 empty] | 0
[37 empty] | 0 |  |  |  | 0 | 0 | 0 | 0 | 0 | 0 | [5 empty] | 0 | [5 empty] | 0
[37 empty] | 0 |  |  |  | 0 | 0 | 0 | 0 | 0 | 0 | [5 empty] | 0 | [5 empty] | 0
[37 empty] | 0 |  |  |  | 0 | 0 | 0 | 0 | 0 | 0 | [5 empty] | 0 | [5 empty] | 0
[37 empty] | 0 |  |  |  | 0 | 0 | 0 | 0 | 0 | 0 | [5 empty] | 0 | [5 empty] | 0
[37 empty] | 0 |  |  |  | 0 | 0 | 0 | 0 | 0 | 0 | [5 empty] | 0 | [5 empty] | 0
[37 empty] | 0 |  |  |  | 0 | 0 | 0 | 0 | 0 | 0 | [5 empty] | 0 | [5 empty] | 0
[37 empty] | 0 |  |  |  | 0 | 0 | 0 | 0 | 0 | 0 | [5 empty] | 0 | [5 empty] | 0
[37 empty] | 0 |  |  |  | 0 | 0 | 0 | 0 | 0 | 0 | [5 empty] | 0 | [5 empty] | 0
[37 empty] | 0 |  |  |  | 0 | 0 | 0 | 0 | 0 | 0 | [5 empty] | 0 | [5 empty] | 0
[37 empty] | 0 |  |  |  | 0 | 0 | 0 | 0 | 0 | 0 | [5 empty] | 0 | [5 empty] | 0
[37 empty] | 0 |  |  |  | 0 | 0 | 0 | 0 | 0 | 0 | [5 empty] | 0 | [5 empty] | 0
[37 empty] | 0 |  |  |  | 0 | 0 | 0 | 0 | 0 | 0 | [5 empty] | 0 | [5 empty] | 0
[37 empty] | 0 |  |  |  | 0 | 0 | 0 | 0 | 0 | 0 | [5 empty] | 0 | [5 empty] | 0
[37 empty] | 0 |  |  |  | 0 | 0 | 0 | 0 | 0 | 0 | [5 empty] | 0 | [5 empty] | 0
[37 empty] | 0 |  |  |  | 0 | 0 | 0 | 0 | 0 | 0 | [5 empty] | 0 | [5 empty] | 0
[37 empty] | 0 |  |  |  | 0 | 0 | 0 | 0 | 0 | 0 | [5 empty] | 0 | [5 empty] | 0
[37 empty] | 0 |  |  |  | 0 | 0 | 0 | 0 | 0 | 0 | [5 empty] | 0 | [5 empty] | 0
[37 empty] | 0 |  |  |  | 0 | 0 | 0 | 0 | 0 | 0 | [5 empty] | 0 | [5 empty] | 0
[37 empty] | 0 |  |  |  | 0 | 0 | 0 | 0 | 0 | 0 | [5 empty] | 0 | [5 empty] | 0
[37 empty] | 0 |  |  |  | 0 | 0 | 0 | 0 | 0 | 0 | [5 empty] | 0 | [5 empty] | 0
[37 empty] | 0 |  |  |  | 0 | 0 | 0 | 0 | 0 | 0 | [5 empty] | 0 | [5 empty] | 0
[37 empty] | 0 |  |  |  | 0 | 0 | 0 | 0 | 0 | 0 | [5 empty] | 0 | [5 empty] | 0
[37 empty] | 0 |  |  |  | 0 | 0 | 0 | 0 | 0 | 0 | [5 empty] | 0 | [5 empty] | 0
[37 empty] | 0 |  |  |  | 0 | 0 | 0 | 0 | 0 | 0 | [5 empty] | 0 | [5 empty] | 0
[37 empty] | 0 |  |  |  | 0 | 0 | 0 | 0 | 0 | 0 | [5 empty] | 0 | [5 empty] | 0
[37 empty] | 0 |  |  |  | 0 | 0 | 0 | 0 | 0 | 0 | [5 empty] | 0 | [5 empty] | 0
[37 empty] | 0 |  |  |  | 0 | 0 | 0 | 0 | 0 | 0 | [5 empty] | 0 | [5 empty] | 0
[37 empty] | 0 |  |  |  | 0 | 0 | 0 | 0 | 0 | 0 | [5 empty] | 0 | [5 empty] | 0
[37 empty] | 0 |  |  |  | 0 | 0 | 0 | 0 | 0 | 0 | [5 empty] | 0 | [5 empty] | 0
[37 empty] | 0 |  |  |  | 0 | 0 | 0 | 0 | 0 | 0 | [5 empty] | 0 | [5 empty] | 0
[37 empty] | 0 |  |  |  | 0 | 0 | 0 | 0 | 0 | 0 | [5 empty] | 0 | [5 empty] | 0
[37 empty] | 0 |  |  |  | 0 | 0 | 0 | 0 | 0 | 0 | [5 empty] | 0 | [5 empty] | 0
[37 empty] | 0 |  |  |  | 0 | 0 | 0 | 0 | 0 | 0 | [5 empty] | 0 | [5 empty] | 0
[37 empty] | 0 |  |  |  | 0 | 0 | 0 | 0 | 0 | 0 | [5 empty] | 0 | [5 empty] | 0
[37 empty] | 0 |  |  |  | 0 | 0 | 0 | 0 | 0 | 0 | [5 empty] | 0 | [5 empty] | 0
[37 empty] | 0 |  |  |  | 0 | 0 | 0 | 0 | 0 | 0 | [5 empty] | 0 | [5 empty] | 0
[37 empty] | 0 |  |  |  | 0 | 0 | 0 | 0 | 0 | 0 | [5 empty] | 0 | [5 empty] | 0
[37 empty] | 0 |  |  |  | 0 | 0 | 0 | 0 | 0 | 0 | [5 empty] | 0 | [5 empty] | 0
[37 empty] | 0 |  |  |  | 0 | 0 | 0 | 0 | 0 | 0 | [5 empty] | 0 | [5 empty] | 0
[37 empty] | 0 |  |  |  | 0 | 0 | 0 | 0 | 0 | 0 | [5 empty] | 0 | [5 empty] | 0
[37 empty] | 0 |  |  |  | 0 | 0 | 0 | 0 | 0 | 0 | [5 empty] | 0 | [5 empty] | 0
[37 empty] | 0 |  |  |  | 0 | 0 | 0 | 0 | 0 | 0 | [5 empty] | 0 | [5 empty] | 0
[37 empty] | 0 |  |  |  | 0 | 0 | 0 | 0 | 0 | 0 | [5 empty] | 0 | [5 empty] | 0
[37 empty] | 0 |  |  |  | 0 | 0 | 0 | 0 | 0 | 0 | [5 empty] | 0 | [5 empty] | 0
[37 empty] | 0 |  |  |  | 0 | 0 | 0 | 0 | 0 | 0 | [5 empty] | 0 | [5 empty] | 0
[37 empty] | 0 |  |  |  | 0 | 0 | 0 | 0 | 0 | 0 | [5 empty] | 0 | [5 empty] | 0
[37 empty] | 0 |  |  |  | 0 | 0 | 0 | 0 | 0 | 0 | [5 empty] | 0 | [5 empty] | 0
[37 empty] | 0 |  |  |  | 0 | 0 | 0 | 0 | 0 | 0 | [5 empty] | 0 | [5 empty] | 0
[37 empty] | 0 |  |  |  | 0 | 0 | 0 | 0 | 0 | 0 | [5 empty] | 0 | [5 empty] | 0
[37 empty] | 0 |  |  |  | 0 | 0 | 0 | 0 | 0 | 0 | [5 empty] | 0 | [5 empty] | 0
[37 empty] | 0 |  |  |  | 0 | 0 | 0 | 0 | 0 | 0 | [5 empty] | 0 | [5 empty] | 0
[37 empty] | 0 |  |  |  | 0 | 0 | 0 | 0 | 0 | 0 | [5 empty] | 0 | [5 empty] | 0
[37 empty] | 0 |  |  |  | 0 | 0 | 0 | 0 | 0 | 0 | [5 empty] | 0 | [5 empty] | 0
[37 empty] | 0 |  |  |  | 0 | 0 | 0 | 0 | 0 | 0 | [5 empty] | 0 | [5 empty] | 0
[37 empty] | 0 |  |  |  | 0 | 0 | 0 | 0 | 0 | 0 | [5 empty] | 0 | [5 empty] | 0
[37 empty] | 0 |  |  |  | 0 | 0 | 0 | 0 | 0 | 0 | [5 empty] | 0 | [5 empty] | 0
[37 empty] | 0 |  |  |  | 0 | 0 | 0 | 0 | 0 | 0 | [5 empty] | 0 | [5 empty] | 0
[37 empty] | 0 |  |  |  | 0 | 0 | 0 | 0 | 0 | 0 | [5 empty] | 0 | [5 empty] | 0
[37 empty] | 0 |  |  |  | 0 | 0 | 0 | 0 | 0 | 0 | [5 empty] | 0 | [5 empty] | 0
[37 empty] | 0 |  |  |  | 0 | 0 | 0 | 0 | 0 | 0 | [5 empty] | 0 | [5 empty] | 0
[37 empty] | 0 |  |  |  | 0 | 0 | 0 | 0 | 0 | 0 | [5 empty] | 0 | [5 empty] | 0
[37 empty] | 0 |  |  |  | 0 | 0 | 0 | 0 | 0 | 0 | [5 empty] | 0 | [5 empty] | 0
[37 empty] | 0 |  |  |  | 0 | 0 | 0 | 0 | 0 | 0 | [5 empty] | 0 | [5 empty] | 0
[37 empty] | 0 |  |  |  | 0 | 0 | 0 | 0 | 0 | 0 | [5 empty] | 0 | [5 empty] | 0
[37 empty] | 0 |  |  |  | 0 | 0 | 0 | 0 | 0 | 0 | [5 empty] | 0 | [5 empty] | 0
[37 empty] | 0 |  |  |  | 0 | 0 | 0 | 0 | 0 | 0 | [5 empty] | 0 | [5 empty] | 0
[37 empty] | 0 |  |  |  | 0 | 0 | 0 | 0 | 0 | 0 | [5 empty] | 0 | [5 empty] | 0
[37 empty] | 0 |  |  |  | 0 | 0 | 0 | 0 | 0 | 0 | [5 empty] | 0 | [5 empty] | 0
[37 empty] | 0 |  |  |  | 0 | 0 | 0 | 0 | 0 | 0 | [5 empty] | 0 | [5 empty] | 0
[37 empty] | 0 |  |  |  | 0 | 0 | 0 | 0 | 0 | 0 | [5 empty] | 0 | [5 empty] | 0
[37 empty] | 0 |  |  |  | 0 | 0 | 0 | 0 | 0 | 0 | [5 empty] | 0 | [5 empty] | 0
[37 empty] | 0 |  |  |  | 0 | 0 | 0 | 0 | 0 | 0 | [5 empty] | 0 | [5 empty] | 0
[37 empty] | 0 |  |  |  | 0 | 0 | 0 | 0 | 0 | 0 | [5 empty] | 0 | [5 empty] | 0
[37 empty] | 0 |  |  |  | 0 | 0 | 0 | 0 | 0 | 0 | [5 empty] | 0 | [5 empty] | 0
[37 empty] | 0 |  |  |  | 0 | 0 | 0 | 0 | 0 | 0 | [5 empty] | 0 | [5 empty] | 0
[37 empty] | 0 |  |  |  | 0 | 0 | 0 | 0 | 0 | 0 | [5 empty] | 0 | [5 empty] | 0
[37 empty] | 0 |  |  |  | 0 | 0 | 0 | 0 | 0 | 0 | [5 empty] | 0 | [5 empty] | 0
[37 empty] | 0 |  |  |  | 0 | 0 | 0 | 0 | 0 | 0 | [5 empty] | 0 | [5 empty] | 0
[37 empty] | 0 |  |  |  | 0 | 0 | 0 | 0 | 0 | 0 | [5 empty] | 0 | [5 empty] | 0
[37 empty] | 0 |  |  |  | 0 | 0 | 0 | 0 | 0 | 0 | [5 empty] | 0 | [5 empty] | 0
[37 empty] | 0 |  |  |  | 0 | 0 | 0 | 0 | 0 | 0 | [5 empty] | 0 | [5 empty] | 0
[37 empty] | 0 |  |  |  | 0 | 0 | 0 | 0 | 0 | 0 | [5 empty] | 0 | [5 empty] | 0
[37 empty] | 0 |  |  |  | 0 | 0 | 0 | 0 | 0 | 0 | [5 empty] | 0 | [5 empty] | 0
[37 empty] | 0 |  |  |  | 0 | 0 | 0 | 0 | 0 | 0 | [5 empty] | 0 | [5 empty] | 0
[37 empty] | 0 |  |  |  | 0 | 0 | 0 | 0 | 0 | 0 | [5 empty] | 0 | [5 empty] | 0
[37 empty] | 0 |  |  |  | 0 | 0 | 0 | 0 | 0 | 0 | [5 empty] | 0 | [5 empty] | 0
[37 empty] | 0 |  |  |  | 0 | 0 | 0 | 0 | 0 | 0 | [5 empty] | 0 | [5 empty] | 0
[37 empty] | 0 |  |  |  | 0 | 0 | 0 | 0 | 0 | 0 | [5 empty] | 0 | [5 empty] | 0
[37 empty] | 0 |  |  |  | 0 | 0 | 0 | 0 | 0 | 0 | [5 empty] | 0 | [5 empty] | 0
[37 empty] | 0 |  |  |  | 0 | 0 | 0 | 0 | 0 | 0 | [5 empty] | 0 | [5 empty] | 0
[37 empty] | 0 |  |  |  | 0 | 0 | 0 | 0 | 0 | 0 | [5 empty] | 0 | [5 empty] | 0
[37 empty] | 0 |  |  |  | 0 | 0 | 0 | 0 | 0 | 0 | [5 empty] | 0 | [5 empty] | 0
[37 empty] | 0 |  |  |  | 0 | 0 | 0 | 0 | 0 | 0 | [5 empty] | 0 | [5 empty] | 0
[37 empty] | 0 |  |  |  | 0 | 0 | 0 | 0 | 0 | 0 | [5 empty] | 0 | [5 empty] | 0
[37 empty] | 0 |  |  |  | 0 | 0 | 0 | 0 | 0 | 0 | [5 empty] | 0 | [5 empty] | 0
[37 empty] | 0 |  |  |  | 0 | 0 | 0 | 0 | 0 | 0 | [5 empty] | 0 | [5 empty] | 0
[37 empty] | 0 |  |  |  | 0 | 0 | 0 | 0 | 0 | 0 | [5 empty] | 0 | [5 empty] | 0
[37 empty] | 0 |  |  |  | 0 | 0 | 0 | 0 | 0 | 0 | [5 empty] | 0 | [5 empty] | 0
[37 empty] | 0 |  |  |  | 0 | 0 | 0 | 0 | 0 | 0 | [5 empty] | 0 | [5 empty] | 0
[37 empty] | 0 |  |  |  | 0 | 0 | 0 | 0 | 0 | 0 | [5 empty] | 0 | [5 empty] | 0
[37 empty] | 0 |  |  |  | 0 | 0 | 0 | 0 | 0 | 0 | [5 empty] | 0 | [5 empty] | 0
[37 empty] | 0 |  |  |  | 0 | 0 | 0 | 0 | 0 | 0 | [5 empty] | 0 | [5 empty] | 0
[37 empty] | 0 |  |  |  | 0 | 0 | 0 | 0 | 0 | 0 | [5 empty] | 0 | [5 empty] | 0
[37 empty] | 0 |  |  |  | 0 | 0 | 0 | 0 | 0 | 0 | [5 empty] | 0 | [5 empty] | 0
[37 empty] | 0 |  |  |  | 0 | 0 | 0 | 0 | 0 | 0 | [5 empty] | 0 | [5 empty] | 0
[37 empty] | 0 |  |  |  | 0 | 0 | 0 | 0 | 0 | 0 | [5 empty] | 0 | [5 empty] | 0
[37 empty] | 0 |  |  |  | 0 | 0 | 0 | 0 | 0 | 0 | [5 empty] | 0 | [5 empty] | 0
[37 empty] | 0 |  |  |  | 0 | 0 | 0 | 0 | 0 | 0 | [5 empty] | 0 | [5 empty] | 0
[37 empty] | 0 |  |  |  | 0 | 0 | 0 | 0 | 0 | 0 | [5 empty] | 0 | [5 empty] | 0
[37 empty] | 0 |  |  |  | 0 | 0 | 0 | 0 | 0 | 0 | [5 empty] | 0 | [5 empty] | 0
[37 empty] | 0 |  |  |  | 0 | 0 | 0 | 0 | 0 | 0 | [5 empty] | 0 | [5 empty] | 0
[37 empty] | 0 |  |  |  | 0 | 0 | 0 | 0 | 0 | 0 | [5 empty] | 0 | [5 empty] | 0
[37 empty] | 0 |  |  |  | 0 | 0 | 0 | 0 | 0 | 0 | [5 empty] | 0 | [5 empty] | 0
[37 empty] | 0 |  |  |  | 0 | 0 | 0 | 0 | 0 | 0 | [5 empty] | 0 | [5 empty] | 0
[37 empty] | 0 |  |  |  | 0 | 0 | 0 | 0 | 0 | 0 | [5 empty] | 0 | [5 empty] | 0
[37 empty] | 0 |  |  |  | 0 | 0 | 0 | 0 | 0 | 0 | [5 empty] | 0 | [5 empty] | 0
[37 empty] | 0 |  |  |  | 0 | 0 | 0 | 0 | 0 | 0 | [5 empty] | 0 | [5 empty] | 0
[37 empty] | 0 |  |  |  | 0 | 0 | 0 | 0 | 0 | 0 | [5 empty] | 0 | [5 empty] | 0
[37 empty] | 0 |  |  |  | 0 | 0 | 0 | 0 | 0 | 0 | [5 empty] | 0 | [5 empty] | 0
[37 empty] | 0 |  |  |  | 0 | 0 | 0 | 0 | 0 | 0 | [5 empty] | 0 | [5 empty] | 0
[37 empty] | 0 |  |  |  | 0 | 0 | 0 | 0 | 0 | 0 | [5 empty] | 0 | [5 empty] | 0
[37 empty] | 0 |  |  |  | 0 | 0 | 0 | 0 | 0 | 0 | [5 empty] | 0 | [5 empty] | 0
[37 empty] | 0 |  |  |  | 0 | 0 | 0 | 0 | 0 | 0 | [5 empty] | 0 | [5 empty] | 0
[37 empty] | 0 |  |  |  | 0 | 0 | 0 | 0 | 0 | 0 | [5 empty] | 0 | [5 empty] | 0
[37 empty] | 0 |  |  |  | 0 | 0 | 0 | 0 | 0 | 0 | [5 empty] | 0 | [5 empty] | 0
[37 empty] | 0 |  |  |  | 0 | 0 | 0 | 0 | 0 | 0 | [5 empty] | 0 | [5 empty] | 0
[37 empty] | 0 |  |  |  | 0 | 0 | 0 | 0 | 0 | 0 | [5 empty] | 0 | [5 empty] | 0
[37 empty] | 0 |  |  |  | 0 | 0 | 0 | 0 | 0 | 0 | [5 empty] | 0 | [5 empty] | 0
[37 empty] | 0 |  |  |  | 0 | 0 | 0 | 0 | 0 | 0 | [5 empty] | 0 | [5 empty] | 0
[37 empty] | 0 |  |  |  | 0 | 0 | 0 | 0 | 0 | 0 | [5 empty] | 0 | [5 empty] | 0
[37 empty] | 0 |  |  |  | 0 | 0 | 0 | 0 | 0 | 0 | [5 empty] | 0 | [5 empty] | 0
[37 empty] | 0 |  |  |  | 0 | 0 | 0 | 0 | 0 | 0 | [5 empty] | 0 | [5 empty] | 0
[37 empty] | 0 |  |  |  | 0 | 0 | 0 | 0 | 0 | 0 | [5 empty] | 0 | [5 empty] | 0
[37 empty] | 0 |  |  |  | 0 | 0 | 0 | 0 | 0 | 0 | [5 empty] | 0 | [5 empty] | 0
[37 empty] | 0 |  |  |  | 0 | 0 | 0 | 0 | 0 | 0 | [5 empty] | 0 | [5 empty] | 0
[37 empty] | 0 |  |  |  | 0 | 0 | 0 | 0 | 0 | 0 | [5 empty] | 0 | [5 empty] | 0
[37 empty] | 0 |  |  |  | 0 | 0 | 0 | 0 | 0 | 0 | [5 empty] | 0 | [5 empty] | 0
[37 empty] | 0 |  |  |  | 0 | 0 | 0 | 0 | 0 | 0 | [5 empty] | 0 | [5 empty] | 0
[37 empty] | 0 |  |  |  | 0 | 0 | 0 | 0 | 0 | 0 | [5 empty] | 0 | [5 empty] | 0
[37 empty] | 0 |  |  |  | 0 | 0 | 0 | 0 | 0 | 0 | [5 empty] | 0 | [5 empty] | 0
[37 empty] | 0 |  |  |  | 0 | 0 | 0 | 0 | 0 | 0 | [5 empty] | 0 | [5 empty] | 0
[37 empty] | 0 |  |  |  | 0 | 0 | 0 | 0 | 0 | 0 | [5 empty] | 0 | [5 empty] | 0
[37 empty] | 0 |  |  |  | 0 | 0 | 0 | 0 | 0 | 0 | [5 empty] | 0 | [5 empty] | 0
[37 empty] | 0 |  |  |  | 0 | 0 | 0 | 0 | 0 | 0 | [5 empty] | 0 | [5 empty] | 0
[37 empty] | 0 |  |  |  | 0 | 0 | 0 | 0 | 0 | 0 | [5 empty] | 0 | [5 empty] | 0
[37 empty] | 0 |  |  |  | 0 | 0 | 0 | 0 | 0 | 0 | [5 empty] | 0 | [5 empty] | 0
[37 empty] | 0 |  |  |  | 0 | 0 | 0 | 0 | 0 | 0 | [5 empty] | 0 | [5 empty] | 0
[37 empty] | 0 |  |  |  | 0 | 0 | 0 | 0 | 0 | 0 | [5 empty] | 0 | [5 empty] | 0
[37 empty] | 0 |  |  |  | 0 | 0 | 0 | 0 | 0 | 0 | [5 empty] | 0 | [5 empty] | 0
[37 empty] | 0 |  |  |  | 0 | 0 | 0 | 0 | 0 | 0 | [5 empty] | 0 | [5 empty] | 0
[37 empty] | 0 |  |  |  | 0 | 0 | 0 | 0 | 0 | 0 | [5 empty] | 0 | [5 empty] | 0
[37 empty] | 0 |  |  |  | 0 | 0 | 0 | 0 | 0 | 0 | [5 empty] | 0 | [5 empty] | 0
[37 empty] | 0 |  |  |  | 0 | 0 | 0 | 0 | 0 | 0 | [5 empty] | 0 | [5 empty] | 0
[37 empty] | 0 |  |  |  | 0 | 0 | 0 | 0 | 0 | 0 | [5 empty] | 0 | [5 empty] | 0
[37 empty] | 0 |  |  |  | 0 | 0 | 0 | 0 | 0 | 0 | [5 empty] | 0 | [5 empty] | 0
[37 empty] | 0 |  |  |  | 0 | 0 | 0 | 0 | 0 | 0 | [5 empty] | 0 | [5 empty] | 0
[37 empty] | 0 |  |  |  | 0 | 0 | 0 | 0 | 0 | 0 | [5 empty] | 0 | [5 empty] | 0
[37 empty] | 0 |  |  |  | 0 | 0 | 0 | 0 | 0 | 0 | [5 empty] | 0 | [5 empty] | 0
[37 empty] | 0 |  |  |  | 0 | 0 | 0 | 0 | 0 | 0 | [5 empty] | 0 | [5 empty] | 0
[37 empty] | 0 |  |  |  | 0 | 0 | 0 | 0 | 0 | 0 | [5 empty] | 0 | [5 empty] | 0
[37 empty] | 0 |  |  |  | 0 | 0 | 0 | 0 | 0 | 0 | [5 empty] | 0 | [5 empty] | 0
[37 empty] | 0 |  |  |  | 0 | 0 | 0 | 0 | 0 | 0 | [5 empty] | 0 | [5 empty] | 0
[37 empty] | 0 |  |  |  | 0 | 0 | 0 | 0 | 0 | 0 | [5 empty] | 0 | [5 empty] | 0
[37 empty] | 0 |  |  |  | 0 | 0 | 0 | 0 | 0 | 0 | [5 empty] | 0 | [5 empty] | 0
[37 empty] | 0 |  |  |  | 0 | 0 | 0 | 0 | 0 | 0 | [5 empty] | 0 | [5 empty] | 0
[37 empty] | 0 |  |  |  | 0 | 0 | 0 | 0 | 0 | 0 | [5 empty] | 0 | [5 empty] | 0
[37 empty] | 0 |  |  |  | 0 | 0 | 0 | 0 | 0 | 0 | [5 empty] | 0 | [5 empty] | 0
[37 empty] | 0 |  |  |  | 0 | 0 | 0 | 0 | 0 | 0 | [5 empty] | 0 | [5 empty] | 0
[37 empty] | 0 |  |  |  | 0 | 0 | 0 | 0 | 0 | 0 | [5 empty] | 0 | [5 empty] | 0
[37 empty] | 0 |  |  |  | 0 | 0 | 0 | 0 | 0 | 0 | [5 empty] | 0 | [5 empty] | 0
[37 empty] | 0 |  |  |  | 0 | 0 | 0 | 0 | 0 | 0 | [5 empty] | 0 | [5 empty] | 0
[37 empty] | 0 |  |  |  | 0 | 0 | 0 | 0 | 0 | 0 | [5 empty] | 0 | [5 empty] | 0
[37 empty] | 0 |  |  |  | 0 | 0 | 0 | 0 | 0 | 0 | [5 empty] | 0 | [5 empty] | 0
[37 empty] | 0 |  |  |  | 0 | 0 | 0 | 0 | 0 | 0 | [5 empty] | 0 | [5 empty] | 0
[37 empty] | 0 |  |  |  | 0 | 0 | 0 | 0 | 0 | 0 | [5 empty] | 0 | [5 empty] | 0
[37 empty] | 0 |  |  |  | 0 | 0 | 0 | 0 | 0 | 0 | [5 empty] | 0 | [5 empty] | 0
[37 empty] | 0 |  |  |  | 0 | 0 | 0 | 0 | 0 | 0 | [5 empty] | 0 | [5 empty] | 0
[37 empty] | 0 |  |  |  | 0 | 0 | 0 | 0 | 0 | 0 | [5 empty] | 0 | [5 empty] | 0
[37 empty] | 0 |  |  |  | 0 | 0 | 0 | 0 | 0 | 0 | [5 empty] | 0 | [5 empty] | 0
[37 empty] | 0 |  |  |  | 0 | 0 | 0 | 0 | 0 | 0 | [5 empty] | 0 | [5 empty] | 0
[37 empty] | 0 |  |  |  | 0 | 0 | 0 | 0 | 0 | 0 | [5 empty] | 0 | [5 empty] | 0
[37 empty] | 0 |  |  |  | 0 | 0 | 0 | 0 | 0 | 0 | [5 empty] | 0 | [5 empty] | 0
[37 empty] | 0 |  |  |  | 0 | 0 | 0 | 0 | 0 | 0 | [5 empty] | 0 | [5 empty] | 0
[37 empty] | 0 |  |  |  | 0 | 0 | 0 | 0 | 0 | 0 | [5 empty] | 0 | [5 empty] | 0
[37 empty] | 0 |  |  |  | 0 | 0 | 0 | 0 | 0 | 0 | [5 empty] | 0 | [5 empty] | 0
[37 empty] | 0 |  |  |  | 0 | 0 | 0 | 0 | 0 | 0 | [5 empty] | 0 | [5 empty] | 0
[37 empty] | 0 |  |  |  | 0 | 0 | 0 | 0 | 0 | 0 | [5 empty] | 0 | [5 empty] | 0
[37 empty] | 0 |  |  |  | 0 | 0 | 0 | 0 | 0 | 0 | [5 empty] | 0 | [5 empty] | 0
[37 empty] | 0 |  |  |  | 0 | 0 | 0 | 0 | 0 | 0 | [5 empty] | 0 | [5 empty] | 0
[37 empty] | 0 |  |  |  | 0 | 0 | 0 | 0 | 0 | 0 | [5 empty] | 0 | [5 empty] | 0
[37 empty] | 0 |  |  |  | 0 | 0 | 0 | 0 | 0 | 0 | [5 empty] | 0 | [5 empty] | 0
[37 empty] | 0 |  |  |  | 0 | 0 | 0 | 0 | 0 | 0 | [5 empty] | 0 | [5 empty] | 0
[37 empty] | 0 |  |  |  | 0 | 0 | 0 | 0 | 0 | 0 | [5 empty] | 0 | [5 empty] | 0
[37 empty] | 0 |  |  |  | 0 | 0 | 0 | 0 | 0 | 0 | [5 empty] | 0 | [5 empty] | 0
[37 empty] | 0 |  |  |  | 0 | 0 | 0 | 0 | 0 | 0 | [5 empty] | 0 | [5 empty] | 0
[37 empty] | 0 |  |  |  | 0 | 0 | 0 | 0 | 0 | 0 | [5 empty] | 0 | [5 empty] | 0
[37 empty] | 0 |  |  |  | 0 | 0 | 0 | 0 | 0 | 0 | [5 empty] | 0 | [5 empty] | 0
[37 empty] | 0 |  |  |  | 0 | 0 | 0 | 0 | 0 | 0 | [5 empty] | 0 | [5 empty] | 0
[37 empty] | 0 |  |  |  | 0 | 0 | 0 | 0 | 0 | 0 | [5 empty] | 0 | [5 empty] | 0
[37 empty] | 0 |  |  |  | 0 | 0 | 0 | 0 | 0 | 0 | [5 empty] | 0 | [5 empty] | 0
[37 empty] | 0 |  |  |  | 0 | 0 | 0 | 0 | 0 | 0 | [5 empty] | 0 | [5 empty] | 0
[37 empty] | 0 |  |  |  | 0 | 0 | 0 | 0 | 0 | 0 | [5 empty] | 0 | [5 empty] | 0
[37 empty] | 0 |  |  |  | 0 | 0 | 0 | 0 | 0 | 0 | [5 empty] | 0 | [5 empty] | 0
[37 empty] | 0 |  |  |  | 0 | 0 | 0 | 0 | 0 | 0 | [5 empty] | 0 | [5 empty] | 0
[37 empty] | 0 |  |  |  | 0 | 0 | 0 | 0 | 0 | 0 | [5 empty] | 0 | [5 empty] | 0
[37 empty] | 0 |  |  |  | 0 | 0 | 0 | 0 | 0 | 0 | [5 empty] | 0 | [5 empty] | 0
[37 empty] | 0 |  |  |  | 0 | 0 | 0 | 0 | 0 | 0 | [5 empty] | 0 | [5 empty] | 0
[37 empty] | 0 |  |  |  | 0 | 0 | 0 | 0 | 0 | 0 | [5 empty] | 0 | [5 empty] | 0
[37 empty] | 0 |  |  |  | 0 | 0 | 0 | 0 | 0 | 0 | [5 empty] | 0 | [5 empty] | 0
[37 empty] | 0 |  |  |  | 0 | 0 | 0 | 0 | 0 | 0 | [5 empty] | 0 | [5 empty] | 0
[37 empty] | 0 |  |  |  | 0 | 0 | 0 | 0 | 0 | 0 | [5 empty] | 0 | [5 empty] | 0
[37 empty] | 0 |  |  |  | 0 | 0 | 0 | 0 | 0 | 0 | [5 empty] | 0 | [5 empty] | 0
[37 empty] | 0 |  |  |  | 0 | 0 | 0 | 0 | 0 | 0 | [5 empty] | 0 | [5 empty] | 0
[37 empty] | 0 |  |  |  | 0 | 0 | 0 | 0 | 0 | 0 | [5 empty] | 0 | [5 empty] | 0
[37 empty] | 0 |  |  |  | 0 | 0 | 0 | 0 | 0 | 0 | [5 empty] | 0 | [5 empty] | 0
[37 empty] | 0 |  |  |  | 0 | 0 | 0 | 0 | 0 | 0 | [5 empty] | 0 | [5 empty] | 0
[37 empty] | 0 |  |  |  | 0 | 0 | 0 | 0 | 0 | 0 | [5 empty] | 0 | [5 empty] | 0
[37 empty] | 0 |  |  |  | 0 | 0 | 0 | 0 | 0 | 0 | [5 empty] | 0 | [5 empty] | 0
[37 empty] | 0 |  |  |  | 0 | 0 | 0 | 0 | 0 | 0 | [5 empty] | 0 | [5 empty] | 0
[37 empty] | 0 |  |  |  | 0 | 0 | 0 | 0 | 0 | 0 | [5 empty] | 0 | [5 empty] | 0
[37 empty] | 0 |  |  |  | 0 | 0 | 0 | 0 | 0 | 0 | [5 empty] | 0 | [5 empty] | 0
[37 empty] | 0 |  |  |  | 0 | 0 | 0 | 0 | 0 | 0 | [5 empty] | 0 | [5 empty] | 0
[37 empty] | 0 |  |  |  | 0 | 0 | 0 | 0 | 0 | 0 | [5 empty] | 0 | [5 empty] | 0
[37 empty] | 0 |  |  |  | 0 | 0 | 0 | 0 | 0 | 0 | [5 empty] | 0 | [5 empty] | 0
[37 empty] | 0 |  |  |  | 0 | 0 | 0 | 0 | 0 | 0 | [5 empty] | 0 | [5 empty] | 0
[37 empty] | 0 |  |  |  | 0 | 0 | 0 | 0 | 0 | 0 | [5 empty] | 0 | [5 empty] | 0
[37 empty] | 0 |  |  |  | 0 | 0 | 0 | 0 | 0 | 0 | [5 empty] | 0 | [5 empty] | 0
[37 empty] | 0 |  |  |  | 0 | 0 | 0 | 0 | 0 | 0 | [5 empty] | 0 | [5 empty] | 0
[37 empty] | 0 |  |  |  | 0 | 0 | 0 | 0 | 0 | 0 | [5 empty] | 0 | [5 empty] | 0
[37 empty] | 0 |  |  |  | 0 | 0 | 0 | 0 | 0 | 0 | [5 empty] | 0 | [5 empty] | 0
[37 empty] | 0 |  |  |  | 0 | 0 | 0 | 0 | 0 | 0 | [5 empty] | 0 | [5 empty] | 0
[37 empty] | 0 |  |  |  | 0 | 0 | 0 | 0 | 0 | 0 | [5 empty] | 0 | [5 empty] | 0
[37 empty] | 0 |  |  |  | 0 | 0 | 0 | 0 | 0 | 0 | [5 empty] | 0 | [5 empty] | 0
[37 empty] | 0 |  |  |  | 0 | 0 | 0 | 0 | 0 | 0 | [5 empty] | 0 | [5 empty] | 0
[37 empty] | 0 |  |  |  | 0 | 0 | 0 | 0 | 0 | 0 | [5 empty] | 0 | [5 empty] | 0
[37 empty] | 0 |  |  |  | 0 | 0 | 0 | 0 | 0 | 0 | [5 empty] | 0 | [5 empty] | 0
[37 empty] | 0 |  |  |  | 0 | 0 | 0 | 0 | 0 | 0 | [5 empty] | 0 | [5 empty] | 0
[37 empty] | 0 |  |  |  | 0 | 0 | 0 | 0 | 0 | 0 | [5 empty] | 0 | [5 empty] | 0
[37 empty] | 0 |  |  |  | 0 | 0 | 0 | 0 | 0 | 0 | [5 empty] | 0 | [5 empty] | 0
[37 empty] | 0 |  |  |  | 0 | 0 | 0 | 0 | 0 | 0 | [5 empty] | 0 | [5 empty] | 0
[37 empty] | 0 |  |  |  | 0 | 0 | 0 | 0 | 0 | 0 | [5 empty] | 0 | [5 empty] | 0
[37 empty] | 0 |  |  |  | 0 | 0 | 0 | 0 | 0 | 0 | [5 empty] | 0 | [5 empty] | 0
[37 empty] | 0 |  |  |  | 0 | 0 | 0 | 0 | 0 | 0 | [5 empty] | 0 | [5 empty] | 0
[37 empty] | 0 |  |  |  | 0 | 0 | 0 | 0 | 0 | 0 | [5 empty] | 0 | [5 empty] | 0
[37 empty] | 0 |  |  |  | 0 | 0 | 0 | 0 | 0 | 0 | [5 empty] | 0 | [5 empty] | 0
[37 empty] | 0 |  |  |  | 0 | 0 | 0 | 0 | 0 | 0 | [5 empty] | 0 | [5 empty] | 0
[37 empty] | 0 |  |  |  | 0 | 0 | 0 | 0 | 0 | 0 | [5 empty] | 0 | [5 empty] | 0
[37 empty] | 0 |  |  |  | 0 | 0 | 0 | 0 | 0 | 0 | [5 empty] | 0 | [5 empty] | 0
[37 empty] | 0 |  |  |  | 0 | 0 | 0 | 0 | 0 | 0 | [5 empty] | 0 | [5 empty] | 0
[37 empty] | 0 |  |  |  | 0 | 0 | 0 | 0 | 0 | 0 | [5 empty] | 0 | [5 empty] | 0
[37 empty] | 0 |  |  |  | 0 | 0 | 0 | 0 | 0 | 0 | [5 empty] | 0 | [5 empty] | 0
[37 empty] | 0 |  |  |  | 0 | 0 | 0 | 0 | 0 | 0 | [5 empty] | 0 | [5 empty] | 0
[37 empty] | 0 |  |  |  | 0 | 0 | 0 | 0 | 0 | 0 | [5 empty] | 0 | [5 empty] | 0
[37 empty] | 0 |  |  |  | 0 | 0 | 0 | 0 | 0 | 0 | [5 empty] | 0 | [5 empty] | 0
[37 empty] | 0 |  |  |  | 0 | 0 | 0 | 0 | 0 | 0 | [5 empty] | 0 | [5 empty] | 0
[37 empty] | 0 |  |  |  | 0 | 0 | 0 | 0 | 0 | 0 | [5 empty] | 0 | [5 empty] | 0
[37 empty] | 0 |  |  |  | 0 | 0 | 0 | 0 | 0 | 0 | [5 empty] | 0 | [5 empty] | 0
[37 empty] | 0 |  |  |  | 0 | 0 | 0 | 0 | 0 | 0 | [5 empty] | 0 | [5 empty] | 0
[37 empty] | 0 |  |  |  | 0 | 0 | 0 | 0 | 0 | 0 | [5 empty] | 0 | [5 empty] | 0
[37 empty] | 0 |  |  |  | 0 | 0 | 0 | 0 | 0 | 0 | [5 empty] | 0 | [5 empty] | 0
[37 empty] | 0 |  |  |  | 0 | 0 | 0 | 0 | 0 | 0 | [5 empty] | 0 | [5 empty] | 0
[37 empty] | 0 |  |  |  | 0 | 0 | 0 | 0 | 0 | 0 | [5 empty] | 0 | [5 empty] | 0
[37 empty] | 0 |  |  |  | 0 | 0 | 0 | 0 | 0 | 0 | [5 empty] | 0 | [5 empty] | 0
[37 empty] | 0 |  |  |  | 0 | 0 | 0 | 0 | 0 | 0 | [5 empty] | 0 | [5 empty] | 0
[37 empty] | 0 |  |  |  | 0 | 0 | 0 | 0 | 0 | 0 | [5 empty] | 0 | [5 empty] | 0
[37 empty] | 0 |  |  |  | 0 | 0 | 0 | 0 | 0 | 0 | [5 empty] | 0 | [5 empty] | 0
[37 empty] | 0 |  |  |  | 0 | 0 | 0 | 0 | 0 | 0 | [5 empty] | 0 | [5 empty] | 0
[37 empty] | 0 |  |  |  | 0 | 0 | 0 | 0 | 0 | 0 | [5 empty] | 0 | [5 empty] | 0
[37 empty] | 0 |  |  |  | 0 | 0 | 0 | 0 | 0 | 0 | [5 empty] | 0 | [5 empty] | 0
[37 empty] | 0 |  |  |  | 0 | 0 | 0 | 0 | 0 | 0 | [5 empty] | 0 | [5 empty] | 0
[37 empty] | 0 |  |  |  | 0 | 0 | 0 | 0 | 0 | 0 | [5 empty] | 0 | [5 empty] | 0
[37 empty] | 0 |  |  |  | 0 | 0 | 0 | 0 | 0 | 0 | [5 empty] | 0 | [5 empty] | 0
[37 empty] | 0 |  |  |  | 0 | 0 | 0 | 0 | 0 | 0 | [5 empty] | 0 | [5 empty] | 0
[37 empty] | 0 |  |  |  | 0 | 0 | 0 | 0 | 0 | 0 | [5 empty] | 0 | [5 empty] | 0
[37 empty] | 0 |  |  |  | 0 | 0 | 0 | 0 | 0 | 0 | [5 empty] | 0 | [5 empty] | 0
[37 empty] | 0 |  |  |  | 0 | 0 | 0 | 0 | 0 | 0 | [5 empty] | 0 | [5 empty] | 0
[37 empty] | 0 |  |  |  | 0 | 0 | 0 | 0 | 0 | 0 | [5 empty] | 0 | [5 empty] | 0
[37 empty] | 0 |  |  |  | 0 | 0 | 0 | 0 | 0 | 0 | [5 empty] | 0 | [5 empty] | 0
[37 empty] | 0 |  |  |  | 0 | 0 | 0 | 0 | 0 | 0 | [5 empty] | 0 | [5 empty] | 0
[37 empty] | 0 |  |  |  | 0 | 0 | 0 | 0 | 0 | 0 | [5 empty] | 0 | [5 empty] | 0
[37 empty] | 0 |  |  |  | 0 | 0 | 0 | 0 | 0 | 0 | [5 empty] | 0 | [5 empty] | 0
[37 empty] | 0 |  |  |  | 0 | 0 | 0 | 0 | 0 | 0 | [5 empty] | 0 | [5 empty] | 0
[37 empty] | 0 |  |  |  | 0 | 0 | 0 | 0 | 0 | 0 | [5 empty] | 0 | [5 empty] | 0
[37 empty] | 0 |  |  |  | 0 | 0 | 0 | 0 | 0 | 0 | [5 empty] | 0 | [5 empty] | 0
[37 empty] | 0 |  |  |  | 0 | 0 | 0 | 0 | 0 | 0 | [5 empty] | 0 | [5 empty] | 0
[37 empty] | 0 |  |  |  | 0 | 0 | 0 | 0 | 0 | 0 | [5 empty] | 0 | [5 empty] | 0
[37 empty] | 0 |  |  |  | 0 | 0 | 0 | 0 | 0 | 0 | [5 empty] | 0 | [5 empty] | 0
[37 empty] | 0 |  |  |  | 0 | 0 | 0 | 0 | 0 | 0 | [5 empty] | 0 | [5 empty] | 0
[37 empty] | 0 |  |  |  | 0 | 0 | 0 | 0 | 0 | 0 | [5 empty] | 0 | [5 empty] | 0
[37 empty] | 0 |  |  |  | 0 | 0 | 0 | 0 | 0 | 0 | [5 empty] | 0 | [5 empty] | 0
[37 empty] | 0 |  |  |  | 0 | 0 | 0 | 0 | 0 | 0 | [5 empty] | 0 | [5 empty] | 0
[37 empty] | 0 |  |  |  | 0 | 0 | 0 | 0 | 0 | 0 | [5 empty] | 0 | [5 empty] | 0
[37 empty] | 0 |  |  |  | 0 | 0 | 0 | 0 | 0 | 0 | [5 empty] | 0 | [5 empty] | 0
[37 empty] | 0 |  |  |  | 0 | 0 | 0 | 0 | 0 | 0 | [5 empty] | 0 | [5 empty] | 0
[37 empty] | 0 |  |  |  | 0 | 0 | 0 | 0 | 0 | 0 | [5 empty] | 0 | [5 empty] | 0
[37 empty] | 0 |  |  |  | 0 | 0 | 0 | 0 | 0 | 0 | [5 empty] | 0 | [5 empty] | 0
[37 empty] | 0 |  |  |  | 0 | 0 | 0 | 0 | 0 | 0 | [5 empty] | 0 | [5 empty] | 0
[37 empty] | 0 |  |  |  | 0 | 0 | 0 | 0 | 0 | 0 | [5 empty] | 0 | [5 empty] | 0
[37 empty] | 0 |  |  |  | 0 | 0 | 0 | 0 | 0 | 0 | [5 empty] | 0 | [5 empty] | 0
[37 empty] | 0 |  |  |  | 0 | 0 | 0 | 0 | 0 | 0 | [5 empty] | 0 | [5 empty] | 0
[37 empty] | 0 |  |  |  | 0 | 0 | 0 | 0 | 0 | 0 | [5 empty] | 0 | [5 empty] | 0
[37 empty] | 0 |  |  |  | 0 | 0 | 0 | 0 | 0 | 0 | [5 empty] | 0 | [5 empty] | 0
[37 empty] | 0 |  |  |  | 0 | 0 | 0 | 0 | 0 | 0 | [5 empty] | 0 | [5 empty] | 0
[37 empty] | 0 |  |  |  | 0 | 0 | 0 | 0 | 0 | 0 | [5 empty] | 0 | [5 empty] | 0
[37 empty] | 0 |  |  |  | 0 | 0 | 0 | 0 | 0 | 0 | [5 empty] | 0 | [5 empty] | 0
[37 empty] | 0 |  |  |  | 0 | 0 | 0 | 0 | 0 | 0 | [5 empty] | 0 | [5 empty] | 0
[37 empty] | 0 |  |  |  | 0 | 0 | 0 | 0 | 0 | 0 | [5 empty] | 0 | [5 empty] | 0
[37 empty] | 0 |  |  |  | 0 | 0 | 0 | 0 | 0 | 0 | [5 empty] | 0 | [5 empty] | 0
[37 empty] | 0 |  |  |  | 0 | 0 | 0 | 0 | 0 | 0 | [5 empty] | 0 | [5 empty] | 0
[37 empty] | 0 |  |  |  | 0 | 0 | 0 | 0 | 0 | 0 | [5 empty] | 0 | [5 empty] | 0
[37 empty] | 0 |  |  |  | 0 | 0 | 0 | 0 | 0 | 0 | [5 empty] | 0 | [5 empty] | 0
[37 empty] | 0 |  |  |  | 0 | 0 | 0 | 0 | 0 | 0 | [5 empty] | 0 | [5 empty] | 0
[37 empty] | 0 |  |  |  | 0 | 0 | 0 | 0 | 0 | 0 | [5 empty] | 0 | [5 empty] | 0
[37 empty] | 0 |  |  |  | 0 | 0 | 0 | 0 | 0 | 0 | [5 empty] | 0 | [5 empty] | 0
[37 empty] | 0 |  |  |  | 0 | 0 | 0 | 0 | 0 | 0 | [5 empty] | 0 | [5 empty] | 0
[37 empty] | 0 |  |  |  | 0 | 0 | 0 | 0 | 0 | 0 | [5 empty] | 0 | [5 empty] | 0
[37 empty] | 0 |  |  |  | 0 | 0 | 0 | 0 | 0 | 0 | [5 empty] | 0 | [5 empty] | 0
[37 empty] | 0 |  |  |  | 0 | 0 | 0 | 0 | 0 | 0 | [5 empty] | 0 | [5 empty] | 0
[37 empty] | 0 |  |  |  | 0 | 0 | 0 | 0 | 0 | 0 | [5 empty] | 0 | [5 empty] | 0
[37 empty] | 0 |  |  |  | 0 | 0 | 0 | 0 | 0 | 0 | [5 empty] | 0 | [5 empty] | 0
[37 empty] | 0 |  |  |  | 0 | 0 | 0 | 0 | 0 | 0 | [5 empty] | 0 | [5 empty] | 0
[37 empty] | 0 |  |  |  | 0 | 0 | 0 | 0 | 0 | 0 | [5 empty] | 0 | [5 empty] | 0
[37 empty] | 0 |  |  |  | 0 | 0 | 0 | 0 | 0 | 0 | [5 empty] | 0 | [5 empty] | 0
[37 empty] | 0 |  |  |  | 0 | 0 | 0 | 0 | 0 | 0 | [5 empty] | 0 | [5 empty] | 0
[37 empty] | 0 |  |  |  | 0 | 0 | 0 | 0 | 0 | 0 | [5 empty] | 0 | [5 empty] | 0
[37 empty] | 0 |  |  |  | 0 | 0 | 0 | 0 | 0 | 0 | [5 empty] | 0 | [5 empty] | 0
[37 empty] | 0 |  |  |  | 0 | 0 | 0 | 0 | 0 | 0 | [5 empty] | 0 | [5 empty] | 0
[37 empty] | 0 |  |  |  | 0 | 0 | 0 | 0 | 0 | 0 | [5 empty] | 0 | [5 empty] | 0
[37 empty] | 0 |  |  |  | 0 | 0 | 0 | 0 | 0 | 0 | [5 empty] | 0 | [5 empty] | 0
[37 empty] | 0 |  |  |  | 0 | 0 | 0 | 0 | 0 | 0 | [5 empty] | 0 | [5 empty] | 0
[37 empty] | 0 |  |  |  | 0 | 0 | 0 | 0 | 0 | 0 | [5 empty] | 0 | [5 empty] | 0
[37 empty] | 0 |  |  |  | 0 | 0 | 0 | 0 | 0 | 0 | [5 empty] | 0 | [5 empty] | 0
[37 empty] | 0 |  |  |  | 0 | 0 | 0 | 0 | 0 | 0 | [5 empty] | 0 | [5 empty] | 0
[37 empty] | 0 |  |  |  | 0 | 0 | 0 | 0 | 0 | 0 | [5 empty] | 0 | [5 empty] | 0
[37 empty] | 0 |  |  |  | 0 | 0 | 0 | 0 | 0 | 0 | [5 empty] | 0 | [5 empty] | 0
[37 empty] | 0 |  |  |  | 0 | 0 | 0 | 0 | 0 | 0 | [5 empty] | 0 | [5 empty] | 0
[37 empty] | 0 |  |  |  | 0 | 0 | 0 | 0 | 0 | 0 | [5 empty] | 0 | [5 empty] | 0
[37 empty] | 0 |  |  |  | 0 | 0 | 0 | 0 | 0 | 0 | [5 empty] | 0 | [5 empty] | 0
[37 empty] | 0 |  |  |  | 0 | 0 | 0 | 0 | 0 | 0 | [5 empty] | 0 | [5 empty] | 0
[37 empty] | 0 |  |  |  | 0 | 0 | 0 | 0 | 0 | 0 | [5 empty] | 0 | [5 empty] | 0
[37 empty] | 0 |  |  |  | 0 | 0 | 0 | 0 | 0 | 0 | [5 empty] | 0 | [5 empty] | 0
[37 empty] | 0 |  |  |  | 0 | 0 | 0 | 0 | 0 | 0 | [5 empty] | 0 | [5 empty] | 0
[37 empty] | 0 |  |  |  | 0 | 0 | 0 | 0 | 0 | 0 | [5 empty] | 0 | [5 empty] | 0
[37 empty] | 0 |  |  |  | 0 | 0 | 0 | 0 | 0 | 0 | [5 empty] | 0 | [5 empty] | 0
[37 empty] | 0 |  |  |  | 0 | 0 | 0 | 0 | 0 | 0 | [5 empty] | 0 | [5 empty] | 0
[37 empty] | 0 |  |  |  | 0 | 0 | 0 | 0 | 0 | 0 | [5 empty] | 0 | [5 empty] | 0
[37 empty] | 0 |  |  |  | 0 | 0 | 0 | 0 | 0 | 0 | [5 empty] | 0 | [5 empty] | 0
[37 empty] | 0 |  |  |  | 0 | 0 | 0 | 0 | 0 | 0 | [5 empty] | 0 | [5 empty] | 0
[37 empty] | 0 |  |  |  | 0 | 0 | 0 | 0 | 0 | 0 | [5 empty] | 0 | [5 empty] | 0
[37 empty] | 0 |  |  |  | 0 | 0 | 0 | 0 | 0 | 0 | [5 empty] | 0 | [5 empty] | 0
[37 empty] | 0 |  |  |  | 0 | 0 | 0 | 0 | 0 | 0 | [5 empty] | 0 | [5 empty] | 0
[37 empty] | 0 |  |  |  | 0 | 0 | 0 | 0 | 0 | 0 | [5 empty] | 0 | [5 empty] | 0
[37 empty] | 0 |  |  |  | 0 | 0 | 0 | 0 | 0 | 0 | [5 empty] | 0 | [5 empty] | 0
[37 empty] | 0 |  |  |  | 0 | 0 | 0 | 0 | 0 | 0 | [5 empty] | 0 | [5 empty] | 0
[37 empty] | 0 |  |  |  | 0 | 0 | 0 | 0 | 0 | 0 | [5 empty] | 0 | [5 empty] | 0
[37 empty] | 0 |  |  |  | 0 | 0 | 0 | 0 | 0 | 0 | [5 empty] | 0 | [5 empty] | 0
[37 empty] | 0 |  |  |  | 0 | 0 | 0 | 0 | 0 | 0 | [5 empty] | 0 | [5 empty] | 0
[37 empty] | 0 |  |  |  | 0 | 0 | 0 | 0 | 0 | 0 | [5 empty] | 0 | [5 empty] | 0
[37 empty] | 0 |  |  |  | 0 | 0 | 0 | 0 | 0 | 0 | [5 empty] | 0 | [5 empty] | 0
[37 empty] | 0 |  |  |  | 0 | 0 | 0 | 0 | 0 | 0 | [5 empty] | 0 | [5 empty] | 0
[37 empty] | 0 |  |  |  | 0 | 0 | 0 | 0 | 0 | 0 | [5 empty] | 0 | [5 empty] | 0
[37 empty] | 0 |  |  |  | 0 | 0 | 0 | 0 | 0 | 0 | [5 empty] | 0 | [5 empty] | 0
[37 empty] | 0 |  |  |  | 0 | 0 | 0 | 0 | 0 | 0 | [5 empty] | 0 | [5 empty] | 0
[37 empty] | 0 |  |  |  | 0 | 0 | 0 | 0 | 0 | 0 | [5 empty] | 0 | [5 empty] | 0
[37 empty] | 0 |  |  |  | 0 | 0 | 0 | 0 | 0 | 0 | [5 empty] | 0 | [5 empty] | 0
[37 empty] | 0 |  |  |  | 0 | 0 | 0 | 0 | 0 | 0 | [5 empty] | 0 | [5 empty] | 0
[37 empty] | 0 |  |  |  | 0 | 0 | 0 | 0 | 0 | 0 | [5 empty] | 0 | [5 empty] | 0
[37 empty] | 0 |  |  |  | 0 | 0 | 0 | 0 | 0 | 0 | [5 empty] | 0 | [5 empty] | 0
[37 empty] | 0 |  |  |  | 0 | 0 | 0 | 0 | 0 | 0 | [5 empty] | 0 | [5 empty] | 0
[37 empty] | 0 |  |  |  | 0 | 0 | 0 | 0 | 0 | 0 | [5 empty] | 0 | [5 empty] | 0
[37 empty] | 0 |  |  |  | 0 | 0 | 0 | 0 | 0 | 0 | [5 empty] | 0 | [5 empty] | 0
[37 empty] | 0 |  |  |  | 0 | 0 | 0 | 0 | 0 | 0 | [5 empty] | 0 | [5 empty] | 0
[37 empty] | 0 |  |  |  | 0 | 0 | 0 | 0 | 0 | 0 | [5 empty] | 0 | [5 empty] | 0
[37 empty] | 0 |  |  |  | 0 | 0 | 0 | 0 | 0 | 0 | [5 empty] | 0 | [5 empty] | 0
[37 empty] | 0 |  |  |  | 0 | 0 | 0 | 0 | 0 | 0 | [5 empty] | 0 | [5 empty] | 0
[37 empty] | 0 |  |  |  | 0 | 0 | 0 | 0 | 0 | 0 | [5 empty] | 0 | [5 empty] | 0
[37 empty] | 0 |  |  |  | 0 | 0 | 0 | 0 | 0 | 0 | [5 empty] | 0 | [5 empty] | 0
[37 empty] | 0 |  |  |  | 0 | 0 | 0 | 0 | 0 | 0 | [5 empty] | 0 | [5 empty] | 0
[37 empty] | 0 |  |  |  | 0 | 0 | 0 | 0 | 0 | 0 | [5 empty] | 0 | [5 empty] | 0
[37 empty] | 0 |  |  |  | 0 | 0 | 0 | 0 | 0 | 0 | [5 empty] | 0 | [5 empty] | 0
[37 empty] | 0 |  |  |  | 0 | 0 | 0 | 0 | 0 | 0 | [5 empty] | 0 | [5 empty] | 0
[37 empty] | 0 |  |  |  | 0 | 0 | 0 | 0 | 0 | 0 | [5 empty] | 0 | [5 empty] | 0
[37 empty] | 0 |  |  |  | 0 | 0 | 0 | 0 | 0 | 0 | [5 empty] | 0 | [5 empty] | 0
[37 empty] | 0 |  |  |  | 0 | 0 | 0 | 0 | 0 | 0 | [5 empty] | 0 | [5 empty] | 0
[37 empty] | 0 |  |  |  | 0 | 0 | 0 | 0 | 0 | 0 | [5 empty] | 0 | [5 empty] | 0
[37 empty] | 0 |  |  |  | 0 | 0 | 0 | 0 | 0 | 0 | [5 empty] | 0 | [5 empty] | 0
[37 empty] | 0 |  |  |  | 0 | 0 | 0 | 0 | 0 | 0 | [5 empty] | 0 | [5 empty] | 0
[37 empty] | 0 |  |  |  | 0 | 0 | 0 | 0 | 0 | 0 | [5 empty] | 0 | [5 empty] | 0
[37 empty] | 0 |  |  |  | 0 | 0 | 0 | 0 | 0 | 0 | [5 empty] | 0 | [5 empty] | 0
[37 empty] | 0 |  |  |  | 0 | 0 | 0 | 0 | 0 | 0 | [5 empty] | 0 | [5 empty] | 0
[37 empty] | 0 |  |  |  | 0 | 0 | 0 | 0 | 0 | 0 | [5 empty] | 0 | [5 empty] | 0
[37 empty] | 0 |  |  |  | 0 | 0 | 0 | 0 | 0 | 0 | [5 empty] | 0 | [5 empty] | 0
[37 empty] | 0 |  |  |  | 0 | 0 | 0 | 0 | 0 | 0 | [5 empty] | 0 | [5 empty] | 0
[37 empty] | 0 |  |  |  | 0 | 0 | 0 | 0 | 0 | 0 | [5 empty] | 0 | [5 empty] | 0
[37 empty] | 0 |  |  |  | 0 | 0 | 0 | 0 | 0 | 0 | [5 empty] | 0 | [5 empty] | 0
[37 empty] | 0 |  |  |  | 0 | 0 | 0 | 0 | 0 | 0 | [5 empty] | 0 | [5 empty] | 0
[37 empty] | 0 |  |  |  | 0 | 0 | 0 | 0 | 0 | 0 | [5 empty] | 0 | [5 empty] | 0
[37 empty] | 0 |  |  |  | 0 | 0 | 0 | 0 | 0 | 0 | [5 empty] | 0 | [5 empty] | 0
[37 empty] | 0 |  |  |  | 0 | 0 | 0 | 0 | 0 | 0 | [5 empty] | 0 | [5 empty] | 0
[37 empty] | 0 |  |  |  | 0 | 0 | 0 | 0 | 0 | 0 | [5 empty] | 0 | [5 empty] | 0
[37 empty] | 0 |  |  |  | 0 | 0 | 0 | 0 | 0 | 0 | [5 empty] | 0 | [5 empty] | 0
[37 empty] | 0 |  |  |  | 0 | 0 | 0 | 0 | 0 | 0 | [5 empty] | 0 | [5 empty] | 0
[37 empty] | 0 |  |  |  | 0 | 0 | 0 | 0 | 0 | 0 | [5 empty] | 0 | [5 empty] | 0
[37 empty] | 0 |  |  |  | 0 | 0 | 0 | 0 | 0 | 0 | [5 empty] | 0 | [5 empty] | 0
[37 empty] | 0 |  |  |  | 0 | 0 | 0 | 0 | 0 | 0 | [5 empty] | 0 | [5 empty] | 0
[37 empty] | 0 |  |  |  | 0 | 0 | 0 | 0 | 0 | 0 | [5 empty] | 0 | [5 empty] | 0
[37 empty] | 0 |  |  |  | 0 | 0 | 0 | 0 | 0 | 0 | [5 empty] | 0 | [5 empty] | 0
[37 empty] | 0 |  |  |  | 0 | 0 | 0 | 0 | 0 | 0 | [5 empty] | 0 | [5 empty] | 0
[37 empty] | 0 |  |  |  | 0 | 0 | 0 | 0 | 0 | 0 | [5 empty] | 0 | [5 empty] | 0
[37 empty] | 0 |  |  |  | 0 | 0 | 0 | 0 | 0 | 0 | [5 empty] | 0 | [5 empty] | 0
[37 empty] | 0 |  |  |  | 0 | 0 | 0 | 0 | 0 | 0 | [5 empty] | 0 | [5 empty] | 0
[37 empty] | 0 |  |  |  | 0 | 0 | 0 | 0 | 0 | 0 | [5 empty] | 0 | [5 empty] | 0
[37 empty] | 0 |  |  |  | 0 | 0 | 0 | 0 | 0 | 0 | [5 empty] | 0 | [5 empty] | 0
[37 empty] | 0 |  |  |  | 0 | 0 | 0 | 0 | 0 | 0 | [5 empty] | 0 | [5 empty] | 0
[37 empty] | 0 |  |  |  | 0 | 0 | 0 | 0 | 0 | 0 | [5 empty] | 0 | [5 empty] | 0
[37 empty] | 0 |  |  |  | 0 | 0 | 0 | 0 | 0 | 0 | [5 empty] | 0 | [5 empty] | 0
[37 empty] | 0 |  |  |  | 0 | 0 | 0 | 0 | 0 | 0 | [5 empty] | 0 | [5 empty] | 0
[37 empty] | 0 |  |  |  | 0 | 0 | 0 | 0 | 0 | 0 | [5 empty] | 0 | [5 empty] | 0
[37 empty] | 0 |  |  |  | 0 | 0 | 0 | 0 | 0 | 0 | [5 empty] | 0 | [5 empty] | 0
[37 empty] | 0 |  |  |  | 0 | 0 | 0 | 0 | 0 | 0 | [5 empty] | 0 | [5 empty] | 0
[37 empty] | 0 |  |  |  | 0 | 0 | 0 | 0 | 0 | 0 | [5 empty] | 0 | [5 empty] | 0
[37 empty] | 0 |  |  |  | 0 | 0 | 0 | 0 | 0 | 0 | [5 empty] | 0 | [5 empty] | 0
Note on AG9: An1: Année en cours de planification.

## Grl_status
ANALYSIS OF COLD CHAIN EQUIPMENT | [11 empty] | Level:
| 1. Distribution of facilities per electrification status () | [6 empty] | 2. Distribution of CEE per functional status () | [7 empty] | 3. Distribution of CCE per PQ norms () | [6 empty] | 4. Distribution of CCE per manufacturer () | [6 empty] | 5. Distribution of CCE per type PIS/PQS () | [9 empty] | 6. Distribution of CCE per age () | [6 empty] | 7. Distribution of CCE per energy source ()
[40 empty] | 5 | 10 | 15
| electricity >16 h | electricity 8-16 h | electricity <8 h | No electricity | Total |  |  | Functioning well | Functional, need repair | Not functional for breakage | Commissioning issues | New , not installed yet | Non specified | Total |  | PQS | PIS | UCC | Non_PQ | WIC/FR | Total |  | 0 | #N/A | #N/A | #N/A | Others | Total |  | Icelined refrigerators | Absorption refrigerators | Compression refrigerators | Solar refrigerators | Ice/Water pack freezers | Others | Walk-in cold room | Walk-in freezer room | Total |  | <=5years | 5-10years | 10-15years | >15years | Non specified | Total |  | Electricity | Solar | Gas | Kerosene | Non specified | Total
| >16 h | 8-16 h | <8 h | No |  |  |  | Functional | Not Functional | Damaged | Commisionning | Not installed |  |  |  | PQS | PIS | UCC | Non_PQ | WICFR |  |  | 0 | 0 | 0 | 0 | 0 | 0 |  | ILR/ILRF | AR/ARF | CR/CRF | SBD/SDD | WPF | UCC | WICR | WIFR | Total |  | 0 | 0 | 0 | 0 | 0 | 0 |  | 0 | 0 | 0 | 0 | 0 | 0
| 0 | 0 | 0 | 0 | 0 |  |  | 0 | 0 | 0 | 0 | 0 | 0 | 0 |  | 0 | 0 | 0 | 0 | 0 | 0 |  | #DIV/0! | #DIV/0! | #DIV/0! | #DIV/0! | #DIV/0! |  |  | 0 | 0 | 0 | 0 | 0 | 0 | 0 | 0 | 0
| Distribution of CEE per PQ norms and functional status | [10 empty] | Distribution of CCE per age and per functional status | [9 empty] | Distribution of CCE per age and per functional status at Health Facility | [10 empty] | Distribution of CCE per age and per functional status at Sub-District/ District Hospital (LD) | [10 empty] | Distribution of CCE per age and per functional status at District
|  |  | PQS | PIS | UCC | Non_PQ | Total | [7 empty] | <=5years | 5-10years | 10-15years | >15years | Non specified | Total |  |  |  |  | <=5years | 5-10years | 10-15years | >15years | Non specified | Total |  |  |  |  | <=5years | 5-10years | 10-15years | >15years | Non specified | Total | [5 empty] | <=5years | 5-10years | 10-15years | >15years | Non specified | Total
| Functioning well | Functional | 0 | 0 | 0 | 0 | 0 | [5 empty] | Functioning well | Functional | 0 | 0 | 0 | 0 | 0 | 0 |  |  | Functioning well | Functional | 0 | 0 | 0 | 0 | 0 | 0 |  |  | Functioning well | Functional | 0 | 0 | 0 | 0 | 0 | 0 |  |  |  | Functioning well | Functional | 0 | 0 | 0 | 0 | 0 | 0
| Functional, need repair | Not Functional | 0 | 0 | 0 | 0 | 0 | [5 empty] | Functional, need repair | Not Functional | 0 | 0 | 0 | 0 | 0 | 0 |  |  | Functional, need repair | Not Functional | 0 | 0 | 0 | 0 | 0 | 0 |  |  | Functional, need repair | Not Functional | 0 | 0 | 0 | 0 | 0 | 0 |  |  |  | Functional, need repair | Not Functional | 0 | 0 | 0 | 0 | 0 | 0
| Not functional for breakage | Damaged | 0 | 0 | 0 | 0 | 0 | [5 empty] | Not functional for breakage | Damaged | 0 | 0 | 0 | 0 | 0 | 0 |  |  | Not functional for breakage | Damaged | 0 | 0 | 0 | 0 | 0 | 0 |  |  | Not functional for breakage | Damaged | 0 | 0 | 0 | 0 | 0 | 0 |  |  |  | Not functional for breakage | Damaged | 0 | 0 | 0 | 0 | 0 | 0
| Commissioning issues | Commisionning | 0 | 0 | 0 | 0 | 0 | [5 empty] | Commissioning issues | Commisionning | 0 | 0 | 0 | 0 | 0 | 0 |  |  | Commissioning issues | Commisionning | 0 | 0 | 0 | 0 | 0 | 0 |  |  | Commissioning issues | Commisionning | 0 | 0 | 0 | 0 | 0 | 0 |  |  |  | Commissioning issues | Commisionning | 0 | 0 | 0 | 0 | 0 | 0
| New , not installed yet | Not installed | 0 | 0 | 0 | 0 | 0 | [5 empty] | New , not installed yet | Not installed | 0 | 0 | 0 | 0 | 0 | 0 |  |  | New , not installed yet | Not installed | 0 | 0 | 0 | 0 | 0 | 0 |  |  | New , not installed yet | Not installed | 0 | 0 | 0 | 0 | 0 | 0 |  |  |  | New , not installed yet | Not installed | 0 | 0 | 0 | 0 | 0 | 0
| Non specified | 0 | 0 | 0 | 0 | 0 | 0 | [5 empty] | Non specified |  | 0 | 0 | 0 | 0 | 0 | 0 |  |  | Non specified |  | 0 | 0 | 0 | 0 | 0 | 0 |  |  | Non specified |  | 0 | 0 | 0 | 0 | 0 | 0 |  |  |  | Non specified |  | 0 | 0 | 0 | 0 | 0 | 0

## Validation
Vérification de la complétude de l'inventaire au niveau des formations sanitaires |  |  |  |  | Situation par sources de financement
District
|  | SP | Total | ECF inventoriés
Supply Levels | Sub-District/ District Hospital (LD) | Health structures | ECF |  | Source of funding | Total ECF inventoriés | Health Facility | Sub-District/ District Hospital (LD)
|  |  | 0 |  | 0 | 0 | 0 | 0
0
0
0
0
0
0
0
0
0
0
0
0
0
0
0
0
0
0
0
0
0
0
0
0
0
0
0
0
0
0
0
0
0
0
0
0
0
0
0
0
0
0
0
0
0
0
0
0
0
0
0
0
0
0
0
0
0
0
0
0
0
0
0
0
0
0
0
0
0
0
0
0
0
0
0
0
0
0
0
0
0
0
0
0
0
0
0
0
0
0
0
0
0
0
0
0
0
0
0
0
0
0
0
0
0
0
0
0
0
0
0
0
0
0
0
0
0
0
0
0
0
0
0
0
0
0
0
0
0
0
0
0
0
0
0
0
0
0
0
0
0
0
0
0
0
0
0
0
0
0
0
0
0
0
0
0
0
0
0
0
0
0
0
0
0
0
0
0
0
0
0
0
0
0
0
0
0
0
0
0
0
0
0
0
0
0
0
0
0
0
0
0
0
0
0
0
0
0
0
0
0
0
0
0
0
0
0
0
0
0
0
0
0
0
0
0
0
0
0
0
0
0
0
0
0
0
0
0
0
0
0
0
0
0
0
0
0
0
0
0
0
0
0
0
0
0
0
0
0
0
0
0
0
0
0
0
0
0
0
0
0
0
0
0
0
0
0
0
0
0
0
0
0
0
0
0
0
0
0
0
0
0
0
0
0
0
0
0
0
0
0
0
0

## Segm1
Segmentation of health facilities (SP) | [36 empty] | SP
| Distribution(SP) | [17 empty] | Total number of SP | [17 empty] | SP with CCE | 0
| SP with electricity >8 h | 0 | [34 empty] | SP w/o CCE | 0
| SP w/o electricity or electricity <8 h | 0
0
0
[13 empty] | SP with electricity >8 h | [11 empty] | SP w/o electricity or electricity <8 h
[14 empty] | 0 | [11 empty] | 0
[14 empty] | 0 | [11 empty] | 0
[6 empty] | SP with CCE | [9 empty] | SP w/o CCE | [5 empty] | SP w/o CCE | [6 empty] | SP with CCE
[7 empty] | 0 | [9 empty] | 0 | [5 empty] | 0 | [6 empty] | 0
[7 empty] | 0 | [9 empty] | 0 | [5 empty] | 0 | [6 empty] | 0
|  |  |  | SP with PQS CCE | [6 empty] | SP w/o PQS CCE | [15 empty] | SP w/o PQS CCE | [5 empty] | SP with PQS CCE
[5 empty] | 0 | [6 empty] | 0 | [15 empty] | 0 | [5 empty] | 0
[5 empty] | 0 | [28 empty] | 0
|  | SP with adequate CC capacity | [6 empty] | SP w/o adequate CC capacity | [19 empty] | SP w/o adequate CC capacity | [5 empty] | SP with adequate CC capacity
|  |  | 0 | [6 empty] | 0 | [19 empty] | 0 | [5 empty] | 0
|  |  | 0 | [6 empty] | 0 | [19 empty] | 0 | [5 empty] | 0
SP requiring no CCE replacement |  | SP requiring CCE replacement | [32 empty] | SP requiring CCE replacement |  |  |  |  | SP requiring no CCE replacement
0 |  |  | 0 | [32 empty] | 0 |  |  |  | 0
| 0 |  | 0 |  | 0 |  | 0 | 0 |  | 0 |  | 0 |  | 0 | 0 |  | 0 | 0 |  | 0 | 0 |  | 0 | 0 |  | 0 |  | 0 |  | 0 | 0 | 0 |  | 0 |  | 0 | 0 |  | 0
| <=36litres |  | 36-70litres |  | 70-100litres |  | >100litres | <=36litres |  | 36-70litres |  | 70-100litres |  | >100litres | <=36litres |  | 36-70litres | 70-100litres |  | >100litres | <=36litres |  | 36-70litres | 70-100litres |  | >100litres |  | <=36litres |  | 36-70litres | 70-100litres | >100litres |  | <=36litres |  | 36-70litres | 70-100litres |  | >100litres
| 5 |  | 36 |  | 70 |  | 100
On-grid Sites (0) | [20 empty] | Off-grid Sites (0)
No intervention (0 sites) | Replacement (0 sites) | [6 empty] | Expansion (0 sites) | [6 empty] | Extension (0 sites) | [5 empty] | Extension (0 sites) | [6 empty] | Expansion (0 sites) | [5 empty] | Replacement (0 sites) | [5 empty] | No intervention (0 sites)
| 0 |  | 0 |  | 0 |  | 0 | 0 |  | 0 |  | 0 |  | 0 | 0 |  | 0 | 0 |  | 0 | 0 |  | 0 | 0 |  | 0 |  | 0 |  | 0 | 0 | 0 |  | 0 |  | 0 | 0 |  | 0
| <=36litres |  | 36-70litres |  | 70-100litres |  | >100litres | <=36litres |  | 36-70litres |  | 70-100litres |  | >100litres | <=36litres |  | 36-70litres | 70-100litres |  | >100litres | <=36litres |  | 36-70litres | 70-100litres |  | >100litres |  | <=36litres |  | 36-70litres | 70-100litres | >100litres |  | <=36litres |  | 36-70litres | 70-100litres |  | >100litres
No intervention (0 sites) | Replacement (0 sites) | [6 empty] | Expansion (0 sites) | [6 empty] | Extension (0 sites) | [5 empty] | Extension (0 sites) | [6 empty] | Expansion (0 sites) | [5 empty] | Replacement (0 sites) | [5 empty] | No intervention (0 sites)

## Segm2
Segmentation of health facilities (SP) | [40 empty] | SP
| No intervention | 0 | [24 empty] | Total number of SP
| Replacement | 0 | [9 empty] | 0
| Expansion | 0 | [9 empty] | 0
| Extension | 0 | [25 empty] | 0
0
[20 empty] | SP with CCE | [13 empty] | SP w/o CCE
[21 empty] | 0 | [13 empty] | 0
[21 empty] | 0 | [13 empty] | 0
[16 empty] | SP with PQS CCE | [6 empty] | SP w/o PQS CCE | [6 empty] | SP with CC capacity required < 5litres | [6 empty] | SP with CC capacity required >= 5litres
[17 empty] | 0 | [6 empty] | 0 | [6 empty] | 0 | [6 empty] | 0
[17 empty] | 0 | [20 empty] | 0
[10 empty] | SP with adequate CC capacity | [9 empty] | SP w/o adequate CC capacity
[11 empty] | 0 | [9 empty] | 0
[11 empty] | 0 | [9 empty] | 0
[8 empty] | SP requiring CCE replacement | [9 empty] | SP with electricity >8 h | [6 empty] | SP w/o electricity or electricity <8 h | [6 empty] | SP with electricity >8 h | [6 empty] | SP w/o electricity or electricity <8 h
SP requiring no CCE replacement
| 0 | [7 empty] | 0 | [9 empty] | 0 | [6 empty] | 0 | [6 empty] | 0 | [6 empty] | 0
| 0 | [7 empty] | 0 | [9 empty] | 0 | [6 empty] | 0 | [6 empty] | 0 | [6 empty] | 0
| SP with electricity >8 h |  | SP w/o electricity or electricity <8 h |  | SP with electricity >8 h | [6 empty] | SP w/o electricity or electricity <8 h
| 0 |  | 0 |  |  | 0 | [6 empty] | 0
[6 empty] | 0 | [6 empty] | 0
|  |  |  | 0 |  | 0 | 0 |  | 0 |  | 0 |  | 0 | 0 | 0 |  | 0 |  | 0 |  | 0 | 0 |  | 0 |  | 0 |  | 0 | 0 |  | 0 |  | 0 |  | 0 | 0 |  | 0 |  | 0 | 0 | 0
|  |  |  | <=36litres |  | 36-70litres | 70-100litres |  | >100litres |  | <=36litres |  | 36-70litres | 70-100litres | >100litres |  | <=36litres |  | 36-70litres |  | 70-100litres | >100litres |  | <=36litres |  | 36-70litres |  | 70-100litres | >100litres |  | <=36litres |  | 36-70litres |  | 70-100litres | >100litres |  | <=36litres |  | 36-70litres | 70-100litres | >100litres
|  |  |  | 5 |  | 36 | 70 |  | 100
| No intervention (0 sites) |  |  | Replacement (0 sites) | [12 empty] | Expansion (0 sites) | [13 empty] | Extension (0 sites)
| with Electricity (0) |  | w/o Electricity (0) | with Electricity (0) | [6 empty] | w/o Electricity (0) | [5 empty] | with Electricity (0) | [6 empty] | w/o Electricity (0) | [6 empty] | with Electricity (0) | [6 empty] | w/o Electricity (0)
|  |  |  | 0 |  | 0 | 0 |  | 0 |  | 0 |  | 0 | 0 | 0 |  | 0 |  | 0 |  | 0 | 0 |  | 0 |  | 0 |  | 0 | 0 |  | 0 |  | 0 |  | 0 | 0 |  | 0 |  | 0 | 0 | 0
|  |  |  | <=36litres |  | 36-70litres | 70-100litres |  | >100litres |  | <=36litres |  | 36-70litres | 70-100litres | >100litres |  | <=36litres |  | 36-70litres |  | 70-100litres | >100litres |  | <=36litres |  | 36-70litres |  | 70-100litres | >100litres |  | <=36litres |  | 36-70litres |  | 70-100litres | >100litres |  | <=36litres |  | 36-70litres | 70-100litres | >100litres
| No intervention (0 sites) |  |  | Replacement (0 sites) | [12 empty] | Expansion (0 sites) | [13 empty] | Extension (0 sites)
| with Electricity (0) |  | w/o Electricity (0) | with Electricity (0) | [6 empty] | w/o Electricity (0) | [5 empty] | with Electricity (0) | [6 empty] | w/o Electricity (0) | [6 empty] | with Electricity (0) | [6 empty] | w/o Electricity (0)

## kpi (hidden)
0
SN1 | SN2 | LD | Region | District | Sub-District/ District Hospital (LD) | Rank1 LD | Rank2 LD |  | Region | District | Sub-District/ District Hospital (LD) | Coverage Penta-3 | Distance to supply average SP, km | No. of annual births per service | Sub-District/ District Hospital (LD) | Coverage Penta-3 | Distance to supply average SP, km | No. of annual births per service
|  |  | 0 | 0 | 0 |  |  | 0 |  |  |  | #N/A | #N/A | #N/A |  | #N/A | #N/A | #N/A
[8 empty] | 0 |  |  |  | #N/A | #N/A | #N/A |  | #N/A | #N/A | #N/A
[8 empty] | 0 |  |  |  | #N/A | #N/A | #N/A |  | #N/A | #N/A | #N/A
[8 empty] | 0 |  |  |  | #N/A | #N/A | #N/A |  | #N/A | #N/A | #N/A
[8 empty] | 0 |  |  |  | #N/A | #N/A | #N/A |  | #N/A | #N/A | #N/A
[8 empty] | 0 |  |  |  | #N/A | #N/A | #N/A |  | #N/A | #N/A | #N/A
[8 empty] | 0 |  |  |  | #N/A | #N/A | #N/A |  | #N/A | #N/A | #N/A
[8 empty] | 0 |  |  |  | #N/A | #N/A | #N/A |  | #N/A | #N/A | #N/A
[8 empty] | 0 |  |  |  | #N/A | #N/A | #N/A |  | #N/A | #N/A | #N/A
[8 empty] | 0 |  |  |  | #N/A | #N/A | #N/A |  | #N/A | #N/A | #N/A
[8 empty] | 0 |  |  |  | #N/A | #N/A | #N/A |  | #N/A | #N/A | #N/A
[8 empty] | 0 |  |  |  | #N/A | #N/A | #N/A |  | #N/A | #N/A | #N/A
[8 empty] | 0 |  |  |  | #N/A | #N/A | #N/A |  | #N/A | #N/A | #N/A
[8 empty] | 0 |  |  |  | #N/A | #N/A | #N/A |  | #N/A | #N/A | #N/A
[8 empty] | 0 |  |  |  | #N/A | #N/A | #N/A |  | #N/A | #N/A | #N/A
[8 empty] | 0 |  |  |  | #N/A | #N/A | #N/A |  | #N/A | #N/A | #N/A
[8 empty] | 0 |  |  |  | #N/A | #N/A | #N/A |  | #N/A | #N/A | #N/A
[8 empty] | 0 |  |  |  | #N/A | #N/A | #N/A |  | #N/A | #N/A | #N/A
[8 empty] | 0 |  |  |  | #N/A | #N/A | #N/A |  | #N/A | #N/A | #N/A
[8 empty] | 0 |  |  |  | #N/A | #N/A | #N/A |  | #N/A | #N/A | #N/A
[8 empty] | 0 |  |  |  | #N/A | #N/A | #N/A |  | #N/A | #N/A | #N/A
[8 empty] | 0 |  |  |  | #N/A | #N/A | #N/A
[8 empty] | 0 |  |  |  | #N/A | #N/A | #N/A
[8 empty] | 0 |  |  |  | #N/A | #N/A | #N/A
[8 empty] | 0 |  |  |  | #N/A | #N/A | #N/A
[8 empty] | 0 |  |  |  | #N/A | #N/A | #N/A
[8 empty] | 0 |  |  |  | #N/A | #N/A | #N/A
[8 empty] | 0 |  |  |  | #N/A | #N/A | #N/A
[8 empty] | 0 |  |  |  | #N/A | #N/A | #N/A
[8 empty] | 0 |  |  |  | #N/A | #N/A | #N/A
[8 empty] | 0 |  |  |  | #N/A | #N/A | #N/A
[8 empty] | 0 |  |  |  | #N/A | #N/A | #N/A
[8 empty] | 0 |  |  |  | #N/A | #N/A | #N/A
[8 empty] | 0 |  |  |  | #N/A | #N/A | #N/A
[8 empty] | 0 |  |  |  | #N/A | #N/A | #N/A
[8 empty] | 0 |  |  |  | #N/A | #N/A | #N/A
[8 empty] | 0 |  |  |  | #N/A | #N/A | #N/A
[8 empty] | 0 |  |  |  | #N/A | #N/A | #N/A
[8 empty] | 0 |  |  |  | #N/A | #N/A | #N/A
[8 empty] | 0 |  |  |  | #N/A | #N/A | #N/A
[8 empty] | 0 |  |  |  | #N/A | #N/A | #N/A
[8 empty] | 0 |  |  |  | #N/A | #N/A | #N/A
[8 empty] | 0 |  |  |  | #N/A | #N/A | #N/A
[8 empty] | 0 |  |  |  | #N/A | #N/A | #N/A
[8 empty] | 0 |  |  |  | #N/A | #N/A | #N/A
[8 empty] | 0 |  |  |  | #N/A | #N/A | #N/A
[8 empty] | 0 |  |  |  | #N/A | #N/A | #N/A
[8 empty] | 0 |  |  |  | #N/A | #N/A | #N/A
[8 empty] | 0 |  |  |  | #N/A | #N/A | #N/A
[8 empty] | 0 |  |  |  | #N/A | #N/A | #N/A
[8 empty] | 0 |  |  |  | #N/A | #N/A | #N/A
[8 empty] | 0 |  |  |  | #N/A | #N/A | #N/A
[8 empty] | 0 |  |  |  | #N/A | #N/A | #N/A
[8 empty] | 0 |  |  |  | #N/A | #N/A | #N/A
[8 empty] | 0 |  |  |  | #N/A | #N/A | #N/A
[8 empty] | 0 |  |  |  | #N/A | #N/A | #N/A
[8 empty] | 0 |  |  |  | #N/A | #N/A | #N/A
[8 empty] | 0 |  |  |  | #N/A | #N/A | #N/A
[8 empty] | 0 |  |  |  | #N/A | #N/A | #N/A
[8 empty] | 0 |  |  |  | #N/A | #N/A | #N/A
[8 empty] | 0 |  |  |  | #N/A | #N/A | #N/A
[8 empty] | 0 |  |  |  | #N/A | #N/A | #N/A
[8 empty] | 0 |  |  |  | #N/A | #N/A | #N/A
[8 empty] | 0 |  |  |  | #N/A | #N/A | #N/A
[8 empty] | 0 |  |  |  | #N/A | #N/A | #N/A
[8 empty] | 0 |  |  |  | #N/A | #N/A | #N/A
[8 empty] | 0 |  |  |  | #N/A | #N/A | #N/A
[8 empty] | 0 |  |  |  | #N/A | #N/A | #N/A
[8 empty] | 0 |  |  |  | #N/A | #N/A | #N/A
[8 empty] | 0 |  |  |  | #N/A | #N/A | #N/A
[8 empty] | 0 |  |  |  | #N/A | #N/A | #N/A
[8 empty] | 0 |  |  |  | #N/A | #N/A | #N/A
[8 empty] | 0 |  |  |  | #N/A | #N/A | #N/A
[8 empty] | 0 |  |  |  | #N/A | #N/A | #N/A
[8 empty] | 0 |  |  |  | #N/A | #N/A | #N/A
[8 empty] | 0 |  |  |  | #N/A | #N/A | #N/A
[8 empty] | 0 |  |  |  | #N/A | #N/A | #N/A
[8 empty] | 0 |  |  |  | #N/A | #N/A | #N/A
[8 empty] | 0 |  |  |  | #N/A | #N/A | #N/A
[8 empty] | 0 |  |  |  | #N/A | #N/A | #N/A
[8 empty] | 0 |  |  |  | #N/A | #N/A | #N/A
[8 empty] | 0 |  |  |  | #N/A | #N/A | #N/A
[8 empty] | 0 |  |  |  | #N/A | #N/A | #N/A
[8 empty] | 0 |  |  |  | #N/A | #N/A | #N/A
[8 empty] | 0 |  |  |  | #N/A | #N/A | #N/A
[8 empty] | 0 |  |  |  | #N/A | #N/A | #N/A
[8 empty] | 0 |  |  |  | #N/A | #N/A | #N/A
[8 empty] | 0 |  |  |  | #N/A | #N/A | #N/A
[8 empty] | 0 |  |  |  | #N/A | #N/A | #N/A
[8 empty] | 0 |  |  |  | #N/A | #N/A | #N/A
[8 empty] | 0 |  |  |  | #N/A | #N/A | #N/A
[8 empty] | 0 |  |  |  | #N/A | #N/A | #N/A
[8 empty] | 0 |  |  |  | #N/A | #N/A | #N/A
[8 empty] | 0 |  |  |  | #N/A | #N/A | #N/A
[8 empty] | 0 |  |  |  | #N/A | #N/A | #N/A
[8 empty] | 0 |  |  |  | #N/A | #N/A | #N/A
[8 empty] | 0 |  |  |  | #N/A | #N/A | #N/A
[8 empty] | 0 |  |  |  | #N/A | #N/A | #N/A
[8 empty] | 0 |  |  |  | #N/A | #N/A | #N/A
[8 empty] | 0 |  |  |  | #N/A | #N/A | #N/A
[8 empty] | 0 |  |  |  | #N/A | #N/A | #N/A
[8 empty] | 0 |  |  |  | #N/A | #N/A | #N/A
[8 empty] | 0 |  |  |  | #N/A | #N/A | #N/A
[8 empty] | 0 |  |  |  | #N/A | #N/A | #N/A
[8 empty] | 0 |  |  |  | #N/A | #N/A | #N/A
[8 empty] | 0 |  |  |  | #N/A | #N/A | #N/A
[8 empty] | 0 |  |  |  | #N/A | #N/A | #N/A
[8 empty] | 0 |  |  |  | #N/A | #N/A | #N/A
[8 empty] | 0 |  |  |  | #N/A | #N/A | #N/A
[8 empty] | 0 |  |  |  | #N/A | #N/A | #N/A
[8 empty] | 0 |  |  |  | #N/A | #N/A | #N/A
[8 empty] | 0 |  |  |  | #N/A | #N/A | #N/A
[8 empty] | 0 |  |  |  | #N/A | #N/A | #N/A
[8 empty] | 0 |  |  |  | #N/A | #N/A | #N/A
[8 empty] | 0 |  |  |  | #N/A | #N/A | #N/A
[8 empty] | 0 |  |  |  | #N/A | #N/A | #N/A
[8 empty] | 0 |  |  |  | #N/A | #N/A | #N/A
[8 empty] | 0 |  |  |  | #N/A | #N/A | #N/A
[8 empty] | 0 |  |  |  | #N/A | #N/A | #N/A
[8 empty] | 0 |  |  |  | #N/A | #N/A | #N/A
[8 empty] | 0 |  |  |  | #N/A | #N/A | #N/A
[8 empty] | 0 |  |  |  | #N/A | #N/A | #N/A
[8 empty] | 0 |  |  |  | #N/A | #N/A | #N/A
[8 empty] | 0 |  |  |  | #N/A | #N/A | #N/A
[8 empty] | 0 |  |  |  | #N/A | #N/A | #N/A
[8 empty] | 0 |  |  |  | #N/A | #N/A | #N/A
[8 empty] | 0 |  |  |  | #N/A | #N/A | #N/A
[8 empty] | 0 |  |  |  | #N/A | #N/A | #N/A
[8 empty] | 0 |  |  |  | #N/A | #N/A | #N/A
[8 empty] | 0 |  |  |  | #N/A | #N/A | #N/A
[8 empty] | 0 |  |  |  | #N/A | #N/A | #N/A
[8 empty] | 0 |  |  |  | #N/A | #N/A | #N/A
[8 empty] | 0 |  |  |  | #N/A | #N/A | #N/A
[8 empty] | 0 |  |  |  | #N/A | #N/A | #N/A
[8 empty] | 0 |  |  |  | #N/A | #N/A | #N/A
[8 empty] | 0 |  |  |  | #N/A | #N/A | #N/A
[8 empty] | 0 |  |  |  | #N/A | #N/A | #N/A
[8 empty] | 0 |  |  |  | #N/A | #N/A | #N/A
[8 empty] | 0 |  |  |  | #N/A | #N/A | #N/A
[8 empty] | 0 |  |  |  | #N/A | #N/A | #N/A
[8 empty] | 0 |  |  |  | #N/A | #N/A | #N/A
[8 empty] | 0 |  |  |  | #N/A | #N/A | #N/A
[8 empty] | 0 |  |  |  | #N/A | #N/A | #N/A
[8 empty] | 0 |  |  |  | #N/A | #N/A | #N/A
[8 empty] | 0 |  |  |  | #N/A | #N/A | #N/A
[8 empty] | 0 |  |  |  | #N/A | #N/A | #N/A
[8 empty] | 0 |  |  |  | #N/A | #N/A | #N/A
[8 empty] | 0 |  |  |  | #N/A | #N/A | #N/A
[8 empty] | 0 |  |  |  | #N/A | #N/A | #N/A
[8 empty] | 0 |  |  |  | #N/A | #N/A | #N/A
[8 empty] | 0 |  |  |  | #N/A | #N/A | #N/A
[8 empty] | 0 |  |  |  | #N/A | #N/A | #N/A
[8 empty] | 0 |  |  |  | #N/A | #N/A | #N/A
[8 empty] | 0 |  |  |  | #N/A | #N/A | #N/A
[8 empty] | 0 |  |  |  | #N/A | #N/A | #N/A
[8 empty] | 0 |  |  |  | #N/A | #N/A | #N/A
[8 empty] | 0 |  |  |  | #N/A | #N/A | #N/A
[8 empty] | 0 |  |  |  | #N/A | #N/A | #N/A
[8 empty] | 0 |  |  |  | #N/A | #N/A | #N/A
[8 empty] | 0 |  |  |  | #N/A | #N/A | #N/A
[8 empty] | 0 |  |  |  | #N/A | #N/A | #N/A
[8 empty] | 0 |  |  |  | #N/A | #N/A | #N/A
[8 empty] | 0 |  |  |  | #N/A | #N/A | #N/A
[8 empty] | 0 |  |  |  | #N/A | #N/A | #N/A
[8 empty] | 0 |  |  |  | #N/A | #N/A | #N/A
[8 empty] | 0 |  |  |  | #N/A | #N/A | #N/A
[8 empty] | 0 |  |  |  | #N/A | #N/A | #N/A
[8 empty] | 0 |  |  |  | #N/A | #N/A | #N/A
[8 empty] | 0 |  |  |  | #N/A | #N/A | #N/A
[8 empty] | 0 |  |  |  | #N/A | #N/A | #N/A
[8 empty] | 0 |  |  |  | #N/A | #N/A | #N/A
[8 empty] | 0 |  |  |  | #N/A | #N/A | #N/A
[8 empty] | 0 |  |  |  | #N/A | #N/A | #N/A
[8 empty] | 0 |  |  |  | #N/A | #N/A | #N/A
[8 empty] | 0 |  |  |  | #N/A | #N/A | #N/A
[8 empty] | 0 |  |  |  | #N/A | #N/A | #N/A
[8 empty] | 0 |  |  |  | #N/A | #N/A | #N/A
[8 empty] | 0 |  |  |  | #N/A | #N/A | #N/A
[8 empty] | 0 |  |  |  | #N/A | #N/A | #N/A
[8 empty] | 0 |  |  |  | #N/A | #N/A | #N/A
[8 empty] | 0 |  |  |  | #N/A | #N/A | #N/A
[8 empty] | 0 |  |  |  | #N/A | #N/A | #N/A
[8 empty] | 0 |  |  |  | #N/A | #N/A | #N/A
[8 empty] | 0 |  |  |  | #N/A | #N/A | #N/A
[8 empty] | 0 |  |  |  | #N/A | #N/A | #N/A
[8 empty] | 0 |  |  |  | #N/A | #N/A | #N/A
[8 empty] | 0 |  |  |  | #N/A | #N/A | #N/A
[8 empty] | 0 |  |  |  | #N/A | #N/A | #N/A
[8 empty] | 0 |  |  |  | #N/A | #N/A | #N/A
[8 empty] | 0 |  |  |  | #N/A | #N/A | #N/A
[8 empty] | 0 |  |  |  | #N/A | #N/A | #N/A
[8 empty] | 0 |  |  |  | #N/A | #N/A | #N/A
[8 empty] | 0 |  |  |  | #N/A | #N/A | #N/A
[8 empty] | 0 |  |  |  | #N/A | #N/A | #N/A
[8 empty] | 0 |  |  |  | #N/A | #N/A | #N/A
[8 empty] | 0 |  |  |  | #N/A | #N/A | #N/A
[8 empty] | 0 |  |  |  | #N/A | #N/A | #N/A
[8 empty] | 0 |  |  |  | #N/A | #N/A | #N/A
[8 empty] | 0 |  |  |  | #N/A | #N/A | #N/A
[8 empty] | 0 |  |  |  | #N/A | #N/A | #N/A
[8 empty] | 0 |  |  |  | #N/A | #N/A | #N/A
[8 empty] | 0 |  |  |  | #N/A | #N/A | #N/A
[8 empty] | 0 |  |  |  | #N/A | #N/A | #N/A
[8 empty] | 0 |  |  |  | #N/A | #N/A | #N/A
[8 empty] | 0 |  |  |  | #N/A | #N/A | #N/A
[8 empty] | 0 |  |  |  | #N/A | #N/A | #N/A
[8 empty] | 0 |  |  |  | #N/A | #N/A | #N/A
[8 empty] | 0 |  |  |  | #N/A | #N/A | #N/A
[8 empty] | 0 |  |  |  | #N/A | #N/A | #N/A
[8 empty] | 0 |  |  |  | #N/A | #N/A | #N/A
[8 empty] | 0 |  |  |  | #N/A | #N/A | #N/A
[8 empty] | 0 |  |  |  | #N/A | #N/A | #N/A
[8 empty] | 0 |  |  |  | #N/A | #N/A | #N/A
[8 empty] | 0 |  |  |  | #N/A | #N/A | #N/A
[8 empty] | 0 |  |  |  | #N/A | #N/A | #N/A
[8 empty] | 0 |  |  |  | #N/A | #N/A | #N/A
[8 empty] | 0 |  |  |  | #N/A | #N/A | #N/A
[8 empty] | 0 |  |  |  | #N/A | #N/A | #N/A
[8 empty] | 0 |  |  |  | #N/A | #N/A | #N/A
[8 empty] | 0 |  |  |  | #N/A | #N/A | #N/A
[8 empty] | 0 |  |  |  | #N/A | #N/A | #N/A
[8 empty] | 0 |  |  |  | #N/A | #N/A | #N/A
[8 empty] | 0 |  |  |  | #N/A | #N/A | #N/A
[8 empty] | 0 |  |  |  | #N/A | #N/A | #N/A
[8 empty] | 0 |  |  |  | #N/A | #N/A | #N/A
[8 empty] | 0 |  |  |  | #N/A | #N/A | #N/A
[8 empty] | 0 |  |  |  | #N/A | #N/A | #N/A
[8 empty] | 0 |  |  |  | #N/A | #N/A | #N/A
[8 empty] | 0 |  |  |  | #N/A | #N/A | #N/A
[8 empty] | 0 |  |  |  | #N/A | #N/A | #N/A
[8 empty] | 0 |  |  |  | #N/A | #N/A | #N/A
[8 empty] | 0 |  |  |  | #N/A | #N/A | #N/A
[8 empty] | 0 |  |  |  | #N/A | #N/A | #N/A
[8 empty] | 0 |  |  |  | #N/A | #N/A | #N/A
[8 empty] | 0 |  |  |  | #N/A | #N/A | #N/A
[8 empty] | 0 |  |  |  | #N/A | #N/A | #N/A
[8 empty] | 0 |  |  |  | #N/A | #N/A | #N/A
[8 empty] | 0 |  |  |  | #N/A | #N/A | #N/A
[8 empty] | 0 |  |  |  | #N/A | #N/A | #N/A
[8 empty] | 0 |  |  |  | #N/A | #N/A | #N/A
[8 empty] | 0 |  |  |  | #N/A | #N/A | #N/A
[8 empty] | 0 |  |  |  | #N/A | #N/A | #N/A
[8 empty] | 0 |  |  |  | #N/A | #N/A | #N/A
[8 empty] | 0 |  |  |  | #N/A | #N/A | #N/A
[8 empty] | 0 |  |  |  | #N/A | #N/A | #N/A
[8 empty] | 0 |  |  |  | #N/A | #N/A | #N/A
[8 empty] | 0 |  |  |  | #N/A | #N/A | #N/A
[8 empty] | 0 |  |  |  | #N/A | #N/A | #N/A
[8 empty] | 0 |  |  |  | #N/A | #N/A | #N/A
[8 empty] | 0 |  |  |  | #N/A | #N/A | #N/A
[8 empty] | 0 |  |  |  | #N/A | #N/A | #N/A
[8 empty] | 0 |  |  |  | #N/A | #N/A | #N/A
[8 empty] | 0 |  |  |  | #N/A | #N/A | #N/A
[8 empty] | 0 |  |  |  | #N/A | #N/A | #N/A
[8 empty] | 0 |  |  |  | #N/A | #N/A | #N/A
[8 empty] | 0 |  |  |  | #N/A | #N/A | #N/A
[8 empty] | 0 |  |  |  | #N/A | #N/A | #N/A
[8 empty] | 0 |  |  |  | #N/A | #N/A | #N/A
[8 empty] | 0 |  |  |  | #N/A | #N/A | #N/A
[8 empty] | 0 |  |  |  | #N/A | #N/A | #N/A
[8 empty] | 0 |  |  |  | #N/A | #N/A | #N/A
[8 empty] | 0 |  |  |  | #N/A | #N/A | #N/A
[8 empty] | 0 |  |  |  | #N/A | #N/A | #N/A
[8 empty] | 0 |  |  |  | #N/A | #N/A | #N/A
[8 empty] | 0 |  |  |  | #N/A | #N/A | #N/A
[8 empty] | 0 |  |  |  | #N/A | #N/A | #N/A
[8 empty] | 0 |  |  |  | #N/A | #N/A | #N/A
[8 empty] | 0 |  |  |  | #N/A | #N/A | #N/A
[8 empty] | 0 |  |  |  | #N/A | #N/A | #N/A
[8 empty] | 0 |  |  |  | #N/A | #N/A | #N/A
[8 empty] | 0 |  |  |  | #N/A | #N/A | #N/A
[8 empty] | 0 |  |  |  | #N/A | #N/A | #N/A
[8 empty] | 0 |  |  |  | #N/A | #N/A | #N/A
[8 empty] | 0 |  |  |  | #N/A | #N/A | #N/A
[8 empty] | 0 |  |  |  | #N/A | #N/A | #N/A
[8 empty] | 0 |  |  |  | #N/A | #N/A | #N/A
[8 empty] | 0 |  |  |  | #N/A | #N/A | #N/A
[8 empty] | 0 |  |  |  | #N/A | #N/A | #N/A
[8 empty] | 0 |  |  |  | #N/A | #N/A | #N/A
[8 empty] | 0 |  |  |  | #N/A | #N/A | #N/A
[8 empty] | 0 |  |  |  | #N/A | #N/A | #N/A
[8 empty] | 0 |  |  |  | #N/A | #N/A | #N/A
[8 empty] | 0 |  |  |  | #N/A | #N/A | #N/A
[8 empty] | 0 |  |  |  | #N/A | #N/A | #N/A
[8 empty] | 0 |  |  |  | #N/A | #N/A | #N/A
[8 empty] | 0 |  |  |  | #N/A | #N/A | #N/A
[8 empty] | 0 |  |  |  | #N/A | #N/A | #N/A
[8 empty] | 0 |  |  |  | #N/A | #N/A | #N/A
[8 empty] | 0 |  |  |  | #N/A | #N/A | #N/A
[8 empty] | 0 |  |  |  | #N/A | #N/A | #N/A
[8 empty] | 0 |  |  |  | #N/A | #N/A | #N/A
[8 empty] | 0 |  |  |  | #N/A | #N/A | #N/A
[8 empty] | 0 |  |  |  | #N/A | #N/A | #N/A
[8 empty] | 0 |  |  |  | #N/A | #N/A | #N/A
[8 empty] | 0 |  |  |  | #N/A | #N/A | #N/A
[8 empty] | 0 |  |  |  | #N/A | #N/A | #N/A
[8 empty] | 0 |  |  |  | #N/A | #N/A | #N/A
[8 empty] | 0 |  |  |  | #N/A | #N/A | #N/A
[8 empty] | 0 |  |  |  | #N/A | #N/A | #N/A
[8 empty] | 0 |  |  |  | #N/A | #N/A | #N/A
[8 empty] | 0 |  |  |  | #N/A | #N/A | #N/A
[8 empty] | 0 |  |  |  | #N/A | #N/A | #N/A
[8 empty] | 0 |  |  |  | #N/A | #N/A | #N/A
[8 empty] | 0 |  |  |  | #N/A | #N/A | #N/A
[8 empty] | 0 |  |  |  | #N/A | #N/A | #N/A
[8 empty] | 0 |  |  |  | #N/A | #N/A | #N/A
[8 empty] | 0 |  |  |  | #N/A | #N/A | #N/A
[8 empty] | 0 |  |  |  | #N/A | #N/A | #N/A
[8 empty] | 0 |  |  |  | #N/A | #N/A | #N/A
[8 empty] | 0 |  |  |  | #N/A | #N/A | #N/A
[8 empty] | 0 |  |  |  | #N/A | #N/A | #N/A
[8 empty] | 0 |  |  |  | #N/A | #N/A | #N/A
[8 empty] | 0 |  |  |  | #N/A | #N/A | #N/A
[8 empty] | 0 |  |  |  | #N/A | #N/A | #N/A
[8 empty] | 0 |  |  |  | #N/A | #N/A | #N/A
[8 empty] | 0 |  |  |  | #N/A | #N/A | #N/A
[8 empty] | 0 |  |  |  | #N/A | #N/A | #N/A
[8 empty] | 0 |  |  |  | #N/A | #N/A | #N/A
[8 empty] | 0 |  |  |  | #N/A | #N/A | #N/A
[8 empty] | 0 |  |  |  | #N/A | #N/A | #N/A
[8 empty] | 0 |  |  |  | #N/A | #N/A | #N/A
[8 empty] | 0 |  |  |  | #N/A | #N/A | #N/A
[8 empty] | 0 |  |  |  | #N/A | #N/A | #N/A
[8 empty] | 0 |  |  |  | #N/A | #N/A | #N/A
[8 empty] | 0 |  |  |  | #N/A | #N/A | #N/A
[8 empty] | 0 |  |  |  | #N/A | #N/A | #N/A
[8 empty] | 0 |  |  |  | #N/A | #N/A | #N/A
[8 empty] | 0 |  |  |  | #N/A | #N/A | #N/A
[8 empty] | 0 |  |  |  | #N/A | #N/A | #N/A
[8 empty] | 0 |  |  |  | #N/A | #N/A | #N/A
[8 empty] | 0 |  |  |  | #N/A | #N/A | #N/A
[8 empty] | 0 |  |  |  | #N/A | #N/A | #N/A
[8 empty] | 0 |  |  |  | #N/A | #N/A | #N/A
[8 empty] | 0 |  |  |  | #N/A | #N/A | #N/A
[8 empty] | 0 |  |  |  | #N/A | #N/A | #N/A
[8 empty] | 0 |  |  |  | #N/A | #N/A | #N/A
[8 empty] | 0 |  |  |  | #N/A | #N/A | #N/A
[8 empty] | 0 |  |  |  | #N/A | #N/A | #N/A
[8 empty] | 0 |  |  |  | #N/A | #N/A | #N/A
[8 empty] | 0 |  |  |  | #N/A | #N/A | #N/A
[8 empty] | 0 |  |  |  | #N/A | #N/A | #N/A
[8 empty] | 0 |  |  |  | #N/A | #N/A | #N/A
[8 empty] | 0 |  |  |  | #N/A | #N/A | #N/A
[8 empty] | 0 |  |  |  | #N/A | #N/A | #N/A
[8 empty] | 0 |  |  |  | #N/A | #N/A | #N/A
[8 empty] | 0 |  |  |  | #N/A | #N/A | #N/A
[8 empty] | 0 |  |  |  | #N/A | #N/A | #N/A
[8 empty] | 0 |  |  |  | #N/A | #N/A | #N/A
[8 empty] | 0 |  |  |  | #N/A | #N/A | #N/A
[8 empty] | 0 |  |  |  | #N/A | #N/A | #N/A
[8 empty] | 0 |  |  |  | #N/A | #N/A | #N/A
[8 empty] | 0 |  |  |  | #N/A | #N/A | #N/A
[8 empty] | 0 |  |  |  | #N/A | #N/A | #N/A
[8 empty] | 0 |  |  |  | #N/A | #N/A | #N/A
[8 empty] | 0 |  |  |  | #N/A | #N/A | #N/A
[8 empty] | 0 |  |  |  | #N/A | #N/A | #N/A
[8 empty] | 0 |  |  |  | #N/A | #N/A | #N/A
[8 empty] | 0 |  |  |  | #N/A | #N/A | #N/A
[8 empty] | 0 |  |  |  | #N/A | #N/A | #N/A
[8 empty] | 0 |  |  |  | #N/A | #N/A | #N/A
[8 empty] | 0 |  |  |  | #N/A | #N/A | #N/A
[8 empty] | 0 |  |  |  | #N/A | #N/A | #N/A
[8 empty] | 0 |  |  |  | #N/A | #N/A | #N/A
[8 empty] | 0 |  |  |  | #N/A | #N/A | #N/A
[8 empty] | 0 |  |  |  | #N/A | #N/A | #N/A
[8 empty] | 0 |  |  |  | #N/A | #N/A | #N/A
[8 empty] | 0 |  |  |  | #N/A | #N/A | #N/A
[8 empty] | 0 |  |  |  | #N/A | #N/A | #N/A
[8 empty] | 0 |  |  |  | #N/A | #N/A | #N/A
[8 empty] | 0 |  |  |  | #N/A | #N/A | #N/A
[8 empty] | 0 |  |  |  | #N/A | #N/A | #N/A
[8 empty] | 0 |  |  |  | #N/A | #N/A | #N/A
[8 empty] | 0 |  |  |  | #N/A | #N/A | #N/A
[8 empty] | 0 |  |  |  | #N/A | #N/A | #N/A
[8 empty] | 0 |  |  |  | #N/A | #N/A | #N/A
[8 empty] | 0 |  |  |  | #N/A | #N/A | #N/A
[8 empty] | 0 |  |  |  | #N/A | #N/A | #N/A
[8 empty] | 0 |  |  |  | #N/A | #N/A | #N/A
[8 empty] | 0 |  |  |  | #N/A | #N/A | #N/A
[8 empty] | 0 |  |  |  | #N/A | #N/A | #N/A
[8 empty] | 0 |  |  |  | #N/A | #N/A | #N/A
[8 empty] | 0 |  |  |  | #N/A | #N/A | #N/A
[8 empty] | 0 |  |  |  | #N/A | #N/A | #N/A
[8 empty] | 0 |  |  |  | #N/A | #N/A | #N/A
[8 empty] | 0 |  |  |  | #N/A | #N/A | #N/A
[8 empty] | 0 |  |  |  | #N/A | #N/A | #N/A
[8 empty] | 0 |  |  |  | #N/A | #N/A | #N/A
[8 empty] | 0 |  |  |  | #N/A | #N/A | #N/A
[8 empty] | 0 |  |  |  | #N/A | #N/A | #N/A
[8 empty] | 0 |  |  |  | #N/A | #N/A | #N/A
[8 empty] | 0 |  |  |  | #N/A | #N/A | #N/A
[8 empty] | 0 |  |  |  | #N/A | #N/A | #N/A
[8 empty] | 0 |  |  |  | #N/A | #N/A | #N/A
[8 empty] | 0 |  |  |  | #N/A | #N/A | #N/A
[8 empty] | 0 |  |  |  | #N/A | #N/A | #N/A
[8 empty] | 0 |  |  |  | #N/A | #N/A | #N/A
[8 empty] | 0 |  |  |  | #N/A | #N/A | #N/A
[8 empty] | 0 |  |  |  | #N/A | #N/A | #N/A
[8 empty] | 0 |  |  |  | #N/A | #N/A | #N/A
[8 empty] | 0 |  |  |  | #N/A | #N/A | #N/A
[8 empty] | 0 |  |  |  | #N/A | #N/A | #N/A
[8 empty] | 0 |  |  |  | #N/A | #N/A | #N/A
[8 empty] | 0 |  |  |  | #N/A | #N/A | #N/A
[8 empty] | 0 |  |  |  | #N/A | #N/A | #N/A
[8 empty] | 0 |  |  |  | #N/A | #N/A | #N/A
[8 empty] | 0 |  |  |  | #N/A | #N/A | #N/A
[8 empty] | 0 |  |  |  | #N/A | #N/A | #N/A
[8 empty] | 0 |  |  |  | #N/A | #N/A | #N/A
[8 empty] | 0 |  |  |  | #N/A | #N/A | #N/A
[8 empty] | 0 |  |  |  | #N/A | #N/A | #N/A
[8 empty] | 0 |  |  |  | #N/A | #N/A | #N/A
[8 empty] | 0 |  |  |  | #N/A | #N/A | #N/A
[8 empty] | 0 |  |  |  | #N/A | #N/A | #N/A
[8 empty] | 0 |  |  |  | #N/A | #N/A | #N/A
[8 empty] | 0 |  |  |  | #N/A | #N/A | #N/A
[8 empty] | 0 |  |  |  | #N/A | #N/A | #N/A
[8 empty] | 0 |  |  |  | #N/A | #N/A | #N/A
[8 empty] | 0 |  |  |  | #N/A | #N/A | #N/A
[8 empty] | 0 |  |  |  | #N/A | #N/A | #N/A
[8 empty] | 0 |  |  |  | #N/A | #N/A | #N/A
[8 empty] | 0 |  |  |  | #N/A | #N/A | #N/A
[8 empty] | 0 |  |  |  | #N/A | #N/A | #N/A
[8 empty] | 0 |  |  |  | #N/A | #N/A | #N/A
[8 empty] | 0 |  |  |  | #N/A | #N/A | #N/A
[8 empty] | 0 |  |  |  | #N/A | #N/A | #N/A
[8 empty] | 0 |  |  |  | #N/A | #N/A | #N/A
[8 empty] | 0 |  |  |  | #N/A | #N/A | #N/A
[8 empty] | 0 |  |  |  | #N/A | #N/A | #N/A
[8 empty] | 0 |  |  |  | #N/A | #N/A | #N/A
[8 empty] | 0 |  |  |  | #N/A | #N/A | #N/A
[8 empty] | 0 |  |  |  | #N/A | #N/A | #N/A
[8 empty] | 0 |  |  |  | #N/A | #N/A | #N/A
[8 empty] | 0 |  |  |  | #N/A | #N/A | #N/A
[8 empty] | 0 |  |  |  | #N/A | #N/A | #N/A
[8 empty] | 0 |  |  |  | #N/A | #N/A | #N/A
[8 empty] | 0 |  |  |  | #N/A | #N/A | #N/A
[8 empty] | 0 |  |  |  | #N/A | #N/A | #N/A
[8 empty] | 0 |  |  |  | #N/A | #N/A | #N/A
[8 empty] | 0 |  |  |  | #N/A | #N/A | #N/A
[8 empty] | 0 |  |  |  | #N/A | #N/A | #N/A
[8 empty] | 0 |  |  |  | #N/A | #N/A | #N/A
[8 empty] | 0 |  |  |  | #N/A | #N/A | #N/A
[8 empty] | 0 |  |  |  | #N/A | #N/A | #N/A
[8 empty] | 0 |  |  |  | #N/A | #N/A | #N/A
[8 empty] | 0 |  |  |  | #N/A | #N/A | #N/A
[8 empty] | 0 |  |  |  | #N/A | #N/A | #N/A
[8 empty] | 0 |  |  |  | #N/A | #N/A | #N/A
[8 empty] | 0 |  |  |  | #N/A | #N/A | #N/A
[8 empty] | 0 |  |  |  | #N/A | #N/A | #N/A
[8 empty] | 0 |  |  |  | #N/A | #N/A | #N/A
[8 empty] | 0 |  |  |  | #N/A | #N/A | #N/A
[8 empty] | 0 |  |  |  | #N/A | #N/A | #N/A
[8 empty] | 0 |  |  |  | #N/A | #N/A | #N/A
[8 empty] | 0 |  |  |  | #N/A | #N/A | #N/A
[8 empty] | 0 |  |  |  | #N/A | #N/A | #N/A
[8 empty] | 0 |  |  |  | #N/A | #N/A | #N/A
[8 empty] | 0 |  |  |  | #N/A | #N/A | #N/A
[8 empty] | 0 |  |  |  | #N/A | #N/A | #N/A
[8 empty] | 0 |  |  |  | #N/A | #N/A | #N/A
[8 empty] | 0 |  |  |  | #N/A | #N/A | #N/A
[8 empty] | 0 |  |  |  | #N/A | #N/A | #N/A
[8 empty] | 0 |  |  |  | #N/A | #N/A | #N/A
[8 empty] | 0 |  |  |  | #N/A | #N/A | #N/A
[8 empty] | 0 |  |  |  | #N/A | #N/A | #N/A
[8 empty] | 0 |  |  |  | #N/A | #N/A | #N/A
[8 empty] | 0 |  |  |  | #N/A | #N/A | #N/A
[8 empty] | 0 |  |  |  | #N/A | #N/A | #N/A
[8 empty] | 0 |  |  |  | #N/A | #N/A | #N/A
[8 empty] | 0 |  |  |  | #N/A | #N/A | #N/A
[8 empty] | 0 |  |  |  | #N/A | #N/A | #N/A
[8 empty] | 0 |  |  |  | #N/A | #N/A | #N/A
[8 empty] | 0 |  |  |  | #N/A | #N/A | #N/A
[8 empty] | 0 |  |  |  | #N/A | #N/A | #N/A
[8 empty] | 0 |  |  |  | #N/A | #N/A | #N/A
[8 empty] | 0 |  |  |  | #N/A | #N/A | #N/A
[8 empty] | 0 |  |  |  | #N/A | #N/A | #N/A
[8 empty] | 0 |  |  |  | #N/A | #N/A | #N/A
[8 empty] | 0 |  |  |  | #N/A | #N/A | #N/A
[8 empty] | 0 |  |  |  | #N/A | #N/A | #N/A
[8 empty] | 0 |  |  |  | #N/A | #N/A | #N/A
[8 empty] | 0 |  |  |  | #N/A | #N/A | #N/A
[8 empty] | 0 |  |  |  | #N/A | #N/A | #N/A
[8 empty] | 0 |  |  |  | #N/A | #N/A | #N/A
[8 empty] | 0 |  |  |  | #N/A | #N/A | #N/A
[8 empty] | 0 |  |  |  | #N/A | #N/A | #N/A
[8 empty] | 0 |  |  |  | #N/A | #N/A | #N/A
[8 empty] | 0 |  |  |  | #N/A | #N/A | #N/A
[8 empty] | 0 |  |  |  | #N/A | #N/A | #N/A
[8 empty] | 0 |  |  |  | #N/A | #N/A | #N/A
[8 empty] | 0 |  |  |  | #N/A | #N/A | #N/A
[8 empty] | 0 |  |  |  | #N/A | #N/A | #N/A
[8 empty] | 0 |  |  |  | #N/A | #N/A | #N/A
[8 empty] | 0 |  |  |  | #N/A | #N/A | #N/A
[8 empty] | 0 |  |  |  | #N/A | #N/A | #N/A
[8 empty] | 0 |  |  |  | #N/A | #N/A | #N/A
[8 empty] | 0 |  |  |  | #N/A | #N/A | #N/A
[8 empty] | 0 |  |  |  | #N/A | #N/A | #N/A
[8 empty] | 0 |  |  |  | #N/A | #N/A | #N/A
[8 empty] | 0 |  |  |  | #N/A | #N/A | #N/A
[8 empty] | 0 |  |  |  | #N/A | #N/A | #N/A
[8 empty] | 0 |  |  |  | #N/A | #N/A | #N/A
[8 empty] | 0 |  |  |  | #N/A | #N/A | #N/A
[8 empty] | 0 |  |  |  | #N/A | #N/A | #N/A
[8 empty] | 0 |  |  |  | #N/A | #N/A | #N/A
[8 empty] | 0 |  |  |  | #N/A | #N/A | #N/A
[8 empty] | 0 |  |  |  | #N/A | #N/A | #N/A
[8 empty] | 0 |  |  |  | #N/A | #N/A | #N/A
[8 empty] | 0 |  |  |  | #N/A | #N/A | #N/A
[8 empty] | 0 |  |  |  | #N/A | #N/A | #N/A
[8 empty] | 0 |  |  |  | #N/A | #N/A | #N/A
[8 empty] | 0 |  |  |  | #N/A | #N/A | #N/A
[8 empty] | 0 |  |  |  | #N/A | #N/A | #N/A
[8 empty] | 0 |  |  |  | #N/A | #N/A | #N/A
[8 empty] | 0 |  |  |  | #N/A | #N/A | #N/A
[8 empty] | 0 |  |  |  | #N/A | #N/A | #N/A
[8 empty] | 0 |  |  |  | #N/A | #N/A | #N/A
[8 empty] | 0 |  |  |  | #N/A | #N/A | #N/A
[8 empty] | 0 |  |  |  | #N/A | #N/A | #N/A
[8 empty] | 0 |  |  |  | #N/A | #N/A | #N/A
[8 empty] | 0 |  |  |  | #N/A | #N/A | #N/A
[8 empty] | 0 |  |  |  | #N/A | #N/A | #N/A
[8 empty] | 0 |  |  |  | #N/A | #N/A | #N/A
[8 empty] | 0 |  |  |  | #N/A | #N/A | #N/A
[8 empty] | 0 |  |  |  | #N/A | #N/A | #N/A
[8 empty] | 0 |  |  |  | #N/A | #N/A | #N/A
[8 empty] | 0 |  |  |  | #N/A | #N/A | #N/A
[8 empty] | 0 |  |  |  | #N/A | #N/A | #N/A
[8 empty] | 0 |  |  |  | #N/A | #N/A | #N/A
[8 empty] | 0 |  |  |  | #N/A | #N/A | #N/A
[8 empty] | 0 |  |  |  | #N/A | #N/A | #N/A
[8 empty] | 0 |  |  |  | #N/A | #N/A | #N/A
[8 empty] | 0 |  |  |  | #N/A | #N/A | #N/A

## Access
Distribution of Sub-District/ District Hospital (LD) per DTP-3 coverage & size of SPs |  | Distribution of Sub-District/ District Hospital (LD) per population size & distance of SPs
District

## Translation (hidden)
| Translation | Language: | English
Notes for translators:
1) Non-English translations should not contain more characters than the English language text. Use appropriate abbreviations to achieve this.
2) Follow English language formats. For instance similar spaces between letters and words should be kept as in the English version.
3) Where indentation or hard carriage returns are used, follow the English language format.
4) The translations below are grouped by worksheet name. DO NOT attempt to reorder the layout.
NN | Worksheet | Translation | English | Français | Portuguese | Spanish | Portuguese2 | Other
1 | Cover | COLD CHAIN EQUIPMENT INVENTORY & GAP ANALYSIS TOOL | COLD CHAIN EQUIPMENT INVENTORY & GAP ANALYSIS TOOL | OUTIL D'INVENTAIRE & ANALYSE DE GAP DE LA CHAINE DU FROID |  | HERRAMIENTA PARA EL INVENTARIO DEL EQUIPO DE CADENA DE FRÍO Y EL ANÁLISIS DE BRECHAS
2 | Cover | Language: | Language: | Langue: | Língua: | Idioma:
3 | Cover | Country: | Country: | Pays: | País: | País: | Страна:
4 | Cover | Level: | Level: | Niveau: | Nível: | Nivel: | Страна:
5 | Cover | Vaccine supply chain levels | Vaccine supply chain levels | Niveaux de la chaîne d'approvisionnement du vaccin | Nível: | Niveles de la cadena de distribución de vacunas
6 | Cover | Name: | Name: | Nom: | Nome: | Nombre:
7 | Cover | Year: | Year: | Année: | Ano: | Año:
8 | Cover | Click to go to page Index | Click to go to page Index | Cliquer pour aller à la page Index | Clica para ir a página Ínicio | Haga clic para ir al índice
9 | Cover | Version Sept 2022 | Version Sept 2022 | Version Sept 2022 | Versão Sept 2022 | Versión Sept 2022
10 | Index | SUMMARY | SUMMARY | SOMMAIRE | SUMÁRIO | RESUMEN
11 | Index | Sheets | Sheets | Feuilles | Folhas | Hojas
12 | Index | Content of the sheet | Content of the sheet | Contenu feuilles | Conteúdo Folhas | Contenido de la hoja
13 | Index | List of units & customization of parameters | List of units & customization of parameters | Liste des FS & paramètres de configuration | Lista das US & parâmetros de configuração | Lista de unidades y adaptación de los parámetros
14 | Index | Data input sheets: | Data input sheets: | Feuilles entrée données: | Folhas entrada dados: | Hojas de entrada de datos:
15 | Index | Analysis of trends | Analysis of trends | Analyse des tendances | Análise das tendências | Análisis de tendencias
16 | Index | Indicators of performance | Indicators of performance | Indicateurrs de performance | Indicadores de desempenho | Indicadores del desempeño
17 | Index | 0
18 | Index | Revisions | Revisions | Révisions | Revisões | Revisiones
19 | Index | Version control | Version control | Version control | Versão controlo | Control de versiones
20 | Index | Notes: | Notes: | Notes: | Notas: | Notas:
21 | prog | PROGRAMME DATA | PROGRAMME DATA | DONNEES DU PROGRAMME | DADOS DO PROGRAMA | DATOS DEL PROGRAMA
22 | prog | Notes for guidance: | Notes for guidance: | Notes pour orientation: | Notas para orientação: | Notas de orientación:
23 | prog | Only yellow cells required data entry! | Only yellow cells required data entry! | Seules les cellules en jaune sont à renseigner! | Apenas as células em amarelo são para preencher. | ¡Hay que introducir datos solo en las celdas amarillas!
24 | prog | LIST OF FACILITIES | LIST OF FACILITIES | LISTES DES FORMATIONS SANITAIRES | LISTAS UNIDADES SANITÁRIAS | LISTA DE ESTABLECIMIENTOS
25 | prog | Facilities | Facilities | Structures sanitaires | Structuras | Establecimientos
26 | prog | Code_Facility | Code_Facility | Code_Structure sanitaire | Code_Structuras | Code_Facility
27 | prog | Total Population | Total Population | Population totale | Todos População | Población total
28 | prog | Pregnant women | Pregnant women | Femmes enceintes | Anais nascimentos | Embarazadas
29 | prog | Live births | Live births | Naissances vivantes | Anais nascimentos | Nacidos vivos
30 | prog | Surviving infants | Surviving infants | Enfants survivants | Distribuição por estratégia | Lactantes que sobreviven
31 | prog | Supply Chain | Supply Chain | Chaîne d'Approvisionnement | Nivel … | Cadena de suministro
32 | prog | Supply Levels | Supply Levels | Niveaux d'approvisionnement | Nivel … | Niveles de suministro
33 | prog | Distance to supply | Distance to supply | Distance d'approvisionnement | Distancia | Distancia al lugar donde se suministrará
34 | prog | CODIFICATION FOR RECORDING INVENTORY DATA | CODIFICATION FOR RECORDING INVENTORY DATA | CODIFICATION POUR LA SAISIE DES DONNEES D'INVENTAIRE |  | CÓDIGOS PARA EL REGISTRO DE DATOS DEL INVENTARIO
35 | prog | Demographic indicators | Demographic indicators | Indicateurs démographiques | Indicadores demográficos | Indicadores demográficos
36 | prog | % of pregnant women | % of pregnant women | Pourcentage femmes enceintes | Percentagem mulheres grávidas | % de embarazadas
37 | prog | % of the annual births | % of the annual births | Pourecentage naissances | Percentagem nascimentos | % de los nacimientos anuales
38 | prog | % of surviving infants | % of surviving infants | Pourecentage enfants survivants | Percentagem crianças sobreviventes | % de lactantes que sobreviven
39 | prog | % of adolescent girls | % of adolescent girls | Pourcentage adolescentes | Percentagem adolescentes | % de adolescentes
40 | prog | % of CBW | % of CBW | Pourcentage FAP |  | % de mujeres en edad reproductiva
41 | prog | VACCINES & VACCINATIONS | VACCINES & VACCINATIONS | VACCINS & VACCINATIONS | VACINAS & VACINAÇÕES | VACUNAS Y VACUNACIONES
42 | prog | Routine Vaccines | Routine Vaccines | Vaccins de routine | Vacinas de rotina | Vacunas de rutina
43 | prog | Vaccination objectives & targets | Vaccination objectives & targets | Objectifs & cibles de vaccination | Objectivos & metas de vacinação | Objetivos y metas de la vacunación
44 | prog | Schedule | Schedule | Calendrier | Calendário | Plan
45 | prog | Target (%) | Target (%) | Cible (%) | Meta (%) | Meta (%)
46 | prog | Coverage (%) | Coverage (%) | Couverture (%) | Cobertura (%) | Cobertura (%)
47 | prog | vaccine presentation | vaccine presentation | Conditionnement du vaccin | Perdas (%) | presentación de la vacuna
48 | prog | Vaccine wastage (%) | Vaccine wastage (%) | Taux de pertes (%) | Perdas (%) | Desperdicio de vacunas (%)
49 | prog | Administration | Administration | Administration | Administração | Administración
50 | prog | ADS_0.05ml | ADS_0.05ml | SAB_0.05ml | SAB_0.05ml | ADS_0.05ml
51 | prog | ADS_0.2ml | ADS_0.2ml | SAB_0.2ml | SAB_0.2ml | ADS_0.2ml
52 | prog | ADS_0.3ml | ADS_0.3ml | SAB_0.3ml | SAB_0.3ml | ADS_0.3ml
53 | prog | ADS_0.5ml | ADS_0.5ml | SAB_0.5ml | SAB_0.5ml | ADS_0.5ml
54 | prog | Oral | Oral | Oral | Oral | Oral
55 | prog | PFS | PFS | SPR | SPR | Jeringa precargada
56 | prog | Nasal | Nasal | Nasal | Nasal | Nasal
57 | prog | CCE is available (+5°C) | CCE is available (+5°C) | ECF disponible (+5°C) |  | Hay equipo de cadena de frío (+5 °C)
58 | prog | Use the advanced filter to these two columns | Use the advanced filter to these two columns | Utiliser le filtre avancé pour remplir les colonnes |  | Usar el filtro avanzado para estas dos columnas
59 | prog | or enter manually the lists in alphabetic order | or enter manually the lists in alphabetic order | ou saisir manuellement les listes par ordre alphabétique |  | o introducir las listas manualmente en orden alfabético
60 | prog | Dilution syringes | Dilution syringes | Seringues dilution | Seringas Diluição | Jeringas para dilución
61 | prog | Sdilution_2ml | Sdilution_2ml | Sdilution_2ml | Sdiluição_2ml | Sdilution_2ml
62 | prog | Sdilution_5ml | Sdilution_5ml | Sdilution_5ml | Sdiluição_5ml | Sdilution_5ml
63 | prog | Volume per target, cm3 | Volume per target, cm3 | Volume par cible, cm3 |  | Volumen por meta, cm3
64 | prog | All | All | Tous | Todos | Todos
65 | Translation | Translation | Translation | Traduction | Tradução | Traducción
66 | Translation | Current language: | Current language: | Langue: | Língua: | Idioma actual:
67 | Translation | Notes for translators: | Notes for translators: | Notes pour traducteurs: | Notas para tradutores: | Notas para los traductores:
68 | Translation | 1) Non-English translations should not contain more characters than the English language text. Use appropriate abbreviations to achieve this. | 1) Non-English translations should not contain more characters than the English language text. Use appropriate abbreviations to achieve this. | 1) Les traductions dans d'autres langues que l'anglais ne devraient pas contenir plus de caractères que le texte anglais. Utiliser les abréviations appropriées pour cela. | 1) As traduções noutras línguas que a inglesa não devem conter mais caracteres que o texto em inglês. Utilizar as abreviações apropriadas para mesma. | 1) Las traducciones a un idioma distinto del inglés no deben contener más caracteres que el texto en inglés. Use abreviaturas apropiadas con ese fin.
69 | Translation | 2) Follow English language formats. For instance similar spaces between letters and words should be kept as in the English version. | 2) Follow English language formats. For instance similar spaces between letters and words should be kept as in the English version. | 2) Suivre les formats de la langue anglaise. Par exemple laisser les mêmes espaces entre les lettres et les mots que dans la version en anglais. | 2) Seguir os formatos da língua inglesa. Por exemplo deixar os mesmos espaços entre as letras e as palavras como na versão inglesa. | 2) Siga el formato del texto en inglés. Por ejemplo, entre las letras y las palabras hay que poner espacios similares a los de la versión en inglés.
70 | Translation | 3) Where indentation or hard carriage returns are used, follow the English language format. | 3) Where indentation or hard carriage returns are used, follow the English language format. | 3) Où des retraits ou retour en ligne sont utilisés, suivre le format anglais. | 3) Onde os retraits ou retour em linha são utilizados, suiguir o formato inglês. | 3) En los casos en que se use sangría o retornos forzados, siga el formato del texto en inglés.
71 | Translation | 4) The translations below are grouped by worksheet name. DO NOT attempt to reorder the layout. | 4) The translations below are grouped by worksheet name. DO NOT attempt to reorder the layout. | 4) Les traductions sont groupées par feuille. NE PAS CHANGER cette disposition. | 4) As traduções são agrupadas por folha. NÃO MUDAR esta disposição. | 4) Las traducciones que figuran a continuación están agrupadas por el nombre de la hoja de trabajo. NO trate de reordenarlas.
72 | Infrastructure | INFRASTRUCTURES AT THE HEALTH FACILITIES | INFRASTRUCTURES AT THE HEALTH FACILITIES | INFRASTRUCTURES DES FORMATIONS SANITAIRES | LISTA DOS EQUIPEMENTOS DE CADEIA DE FRIO | INFRAESTRUCTURA EN LOS ESTABLECIMIENTOS DE SALUD
73 | Infrastructure | Type | Type | Type |  | Tipo
74 | Infrastructure | Status | Status | Statut |  | Estado
75 | Infrastructure | Vaccine service delivery | Vaccine service delivery | Delivrance services de vaccination |  | Prestación del servicio de vacunación
76 | Infrastructure | Mode of vaccine supply | Mode of vaccine supply | Mode d'approv. Vaccins |  | Modalidad de suministro de vacunas
77 | Infrastructure | Collection only | Collection only | Collecte seule |  | Recolección solamente
78 | Infrastructure | Delivery only | Delivery only | Livraison seule |  | Entrega solamente
79 | Infrastructure | Collection & Delivery | Collection & Delivery | Collecte & Livraison |  | Recolección y entrega
80 | Infrastructure | Vaccination strategies | Vaccination strategies | Stratégies vaccinales |  | Estrategias de vacunación
81 | Infrastructure | Fixe only | Fixe only | Fixe seule |  | En puestos fijos solamente
82 | Infrastructure | Fixe & Outreach | Fixe & Outreach | Fixe & Avancée |  | En puestos fijos y servicios de extensión
83 | Infrastructure | No vaccination | No vaccination | Pas de vaccination |  | No se vacuna
84 | Infrastructure | Coverage Penta-3 | Coverage Penta-3 | Couverture Penta-3 |  | Cobertura con tres dosis de vacuna pentavalente
85 | Infrastructure | Infrastructures, Equipment & Transport | Infrastructures, Equipment & Transport | Infrastructures, Equipements & Transports | Infrastructures & Equipement | Infraestructura, equipo y transporte
86 | Infrastructure | Active Cold Chain | Active Cold Chain | Chaîne du Froid Active |  | Cadena de frío activa
87 | Infrastructure | Refrigerators | Refrigerators | Réfrigérateurs |  | Refrigeradores
88 | Infrastructure | Freezers | Freezers | Congélateurs |  | Congeladores
89 | Infrastructure | Cold/Freezer rooms | Cold/Freezer rooms | Chambres froides |  | Cámaras frigoríficas y cámaras de congelación
90 | Infrastructure | Passive Cold Chain | Passive Cold Chain | Chaîne du Froid Passive |  | Cadena de frío pasiva
91 | Infrastructure | Passive cold storage device | Passive cold storage device | Glacières spéciales |  | Dispositivo de almacenamiento en frío pasivo
92 | Infrastructure | Vaccine-Carriers | Vaccine-Carriers | Porte-Vaccins |  | Portavacunas
93 | Infrastructure | large | large | grands |  | grandes
94 | Infrastructure | small | small | petits |  | pequeños
95 | Infrastructure | Cold boxes | Cold boxes | Glacières |  | Neveras portátiles
96 | Infrastructure | Transport | Transport | Transport |  | Transporte
97 | Infrastructure | Motos | Motos | Motos |  | Motos
98 | Infrastructure | Pick-ups | Pick-ups | Pick-ups |  | Camionetas
99 | Infrastructure | Trucks - normal | Trucks - normal | Camions |  | Camiones normales
100 | Infrastructure | Refrigerator vehicles | Refrigerator vehicles | Véhicules frigorifiques |  | Vehículos refrigerados
101 | Infrastructure | Disposal of Waste | Disposal of Waste | Gestion déchets |  | Eliminación de desechos
102 | Infrastructure | Incinerators | Incinerators | Incinérateurs |  | Incineradores
103 | Infrastructure | Others | Others | Autres |  | Otros
104 | Infrastructure | Cold chain capacity analysis | Cold chain capacity analysis | Analyse capacité chaîne du froid |  | Análisis de la capacidad de la cadena de frío
105 | Infrastructure | Deployment of CCE | Deployment of CCE | Déploiement des ECF |  | Despliegue de equipo de cadena de frío
106 | Infrastructure | Type of intervention | Type of intervention | Type d'intervention |  | Tipo de intervención
107 | Infrastructure | CCE allocated | CCE allocated | ECF alloué |  | Equipo de cadena de frío asignado
108 | Infrastructure | Year of deployment | Year of deployment | Année de déploiement |  | Año de despliegue
109 | Infrastructure | Intervention & CCE needs | Intervention & CCE needs | Intervention & besoins en ECF |  | Intervención y equipo de cadena de frío necesario
110 | Inventory | LIST OF THE COLD CHAIN EQUIPMENT | LIST OF THE COLD CHAIN EQUIPMENT | LISTE DES EQUIPEMENTS DE LA CHAÎNE DU FROID | LISTA DOS EQUIPEMENTOS DE CADEIA DE FRIO | LISTA DEL EQUIPO DE CADENA DE FRÍO
111 | Inventory | FONCTIONALITY & GAP ANALYSIS | FONCTIONALITY & GAP ANALYSIS | FONCTIONNALITE & ANALYZE DE GAP |  | FUNCIONAMIENTO Y ANÁLISIS DE BRECHAS
112 | Inventory | Affiliation/Location | Affiliation/Location | Affiliation/Localisation | Affiliation/Location | Afiliación y localización
113 | Inventory | Health structures | Health structures | Formations sanitaires | Unidades sanitárias | Estructuras de salud
114 | Inventory | Level in the supply chain | Level in the supply chain | Niveau dans la chaîne d'approvisionnement | Nível na cadeia de abastecimento | Nivel en la cadena de suministro
115 | Inventory | Service point | Service point | Prestation de service | Nível na cadeia de abastecimento | Punto de servicio
116 | Inventory | Lowest distribution | Lowest distribution | Dernier niveau distribution | Nível na cadeia de abastecimento | Distribución en el nivel más bajo
117 | Inventory | Sub-national 1 | Sub-national 1 | Niveau secondaire 1 | Nível na cadeia de abastecimento | Nivel subnacional 1
118 | Inventory | Sub-national 2 | Sub-national 2 | Niveau secondaire 2 | Nível na cadeia de abastecimento | Nivel subnacional 2
119 | Inventory | Primary level | Primary level | Niveau principal | Nível na cadeia de abastecimento | Nivel primario
120 | Inventory | Designation of level | Designation of level | Désignation du niveau | Location | Designación de nivel
121 | Inventory | Store | Store | Dépôt | Location | Almacén
122 | Inventory | Location | Location | Localité | Location | Ubicación
123 | Inventory | Type of the facility | Type of the facility | Type de l'établissement | Tipo do estabelecimento | Tipo de instalación
124 | Inventory | Status of the facility | Status of the facility | Statut de l'établissement | Estatuto do estabelecimento | Estado de la instalación
125 | Inventory | Name of the facility | Name of the facility | Nom de l'établissement | Nome do estabelecimento | Nombre de la instalación
126 | Inventory | Availability of electricity | Availability of electricity | Disponibilité électricité | Disponibilité électricité | Disponibilidad de electricidad
127 | Inventory | electricity | electricity | électricité | electricity | electricidad
128 | Inventory | with electricity | with electricity | avec électricité |  | con electricidad
129 | Inventory | electricity intermittent | electricity intermittent | électricité intermittent |  | electricidad intermitente
130 | Inventory | No electricity | No electricity | sans électricité |  | No hay electricidad
131 | Inventory | Non specified | Non specified | non indiqué |  | No se ha especificado
132 | Inventory | Equipment | Equipment | Equipement | Equipamento | Equipo
133 | Inventory | Type of equipment | Type of equipment | Type équipement | Tipo Equipamento | Tipo de equipo
134 | Inventory | PQ_status | PQ_status | PQ_status | PQ_status | PQ_status
135 | Inventory | Refrigerator | Refrigerator | Réfrigérateur |  | Refrigerador
136 | Inventory | Freezer | Freezer | Congélateur |  | Congelador
137 | Inventory | Walk-in cold room | Walk-in cold room | Chambre froide positive |  | Cámara frigorífica
138 | Inventory | Walk-in freezer room | Walk-in freezer room | Chambre froide négative |  | Cámara de congelación
139 | Inventory | ULT cold chain | ULT cold chain | Chaîne du froid tès basse température
140 | Inventory | Manufacturer | Manufacturer | Fabricant | Fabricante | Fabricante
141 | Inventory | Model | Model | Modèle | Modelo | Modelo
142 | Inventory | Serial Number (code) | Serial Number (code) | Numéro de Série (code) | Número de Série (código) | Número de serie (código)
143 | Inventory | Year of installation | Year of installation | Année d'installation | Ano de instalação | Año de instalación
144 | Inventory | Operational status | Operational status | Statut Opérationnel | Estatuto Operacional | Estado operativo
145 | Inventory | Reason of non functionality | Reason of non functionality | La raison de la non fonctionnalité | A razão da não funcionalidade | Razón por la cual no funciona
146 | Inventory | Waiting repair | Waiting repair | Attente de réparation | Aguardando a reparação | A la espera de reparación
147 | Inventory | Lack of spare parts | Lack of spare parts | Attente de pièces de recharge | Aguardando peças de reposição | Falta de repuestos
148 | Inventory | Lack of energy | Lack of energy | Absence de source d'énergie | Ausência da fonte de energia | Falta de energía
149 | Inventory | unknown | unknown | Inconnu | Desconhecido | no se sabe
150 | Inventory | Recommendation regarding equipment | Recommendation regarding equipment | Recommendation relative à l'équipement | Recomendação relativa a substituição | Recomendación sobre el equipo
151 | Inventory | CCE not to replace | CCE not to replace | ECF à ne pas remplacer |  | No reemplazar equipo de cadena de frío
152 | Inventory | CCE to remove & replace | CCE to remove & replace | ECF au rébut avec remplacement |  | Sacar y reemplazar equipo de cadena de frío
153 | Inventory | CCE to remove w/o replacement | CCE to remove w/o replacement | ECF au rébut sans replacement |  | Sacar equipo de cadena de frío sin reemplazarlo
154 | Inventory | Recommendation | Recommendation | Recommendation | Substituição recomendada | Recomendación
155 | Inventory | Reason if replacement recommended | Reason if replacement recommended | Raison si le remplacement est recommandé | Razão pela qual a substituição é recomendada | Razón si se recomienda el reemplazo
156 | Inventory | Funding of the equipment | Funding of the equipment | Financement de l'équipement | Financiamento do equipamento | Financiamiento del equipo
157 | Inventory | Source of funding | Source of funding | Source de financement | Fonte de financiamento | Fuente de fondos
158 | Inventory | Update | Update | Mise à jour | Implementação | Actualización
159 | Inventory | Date of inventory | Date of inventory | Date d'inventaire | Data do inventário | Fecha del inventario
160 | Inventory | Name of assessor | Name of assessor | Nom de l'enquêteur | Nome do inqueridor | Nombre del evaluador
161 | Inventory | Status of the equipment | Status of the equipment | Statut de l'équipement | Nome do inqueridor | Estado del equipo
162 | Inventory | FONCTIONNALITY & GAP ANALYSIS | FONCTIONNALITY & GAP ANALYSIS | FONCTIONNALITE & ANALYSE DES ECARTS |  | FUNCIONAMIENTO Y ANÁLISIS DE BRECHAS
163 | Inventory | Code PQS | Code PQS | Code PQS |  | Código PQS
164 | Inventory | Type PQS | Type PQS | Type PQS |  | Tipo PQS
165 | Inventory | Storage capacity (litres) | Storage capacity (litres) | Capacité de stockage (litres) |  | Capacidad de almacenamiento (litros)
166 | Inventory | Capacity at +5°C | Capacity at +5°C | Capacity à +5°C |  | Capacidad a +5 °C
167 | Inventory | Capacity at -20°C | Capacity at -20°C | Capacity à -20°C |  | Capacidad a -20 °C
168 | Inventory | Capacity at -70°C | Capacity at -70°C | Capacity à -70°C |  | Capacidad a -70 °C
169 | Inventory | Running cost ($US) | Running cost ($US) | Coûts de fonctionnement ($US) |  | Gastos de funcionamiento (US$)
170 | Inventory | Maintenance | Maintenance | Maintenance |  | Mantenimiento
171 | Inventory | energy | energy | énergie |  | energía
172 | Inventory | Age of equipment | Age of equipment | Age de l'équipement |  | Edad del equipo
173 | Inventory | Year of disposal | Year of disposal | Année de mise au rébus |  | Año de desecho
174 | Inventory | Anticipated year of replacement | Anticipated year of replacement | Année de remplacement prévisionnelle |  | Año previsto de reemplazo
175 | Inventory | Replacement | Replacement | Remplacement |  | Reemplazo
176 | Inventory | Replacement estimated | Replacement estimated | Remplacement estimé |  | Reemplazo estimado
177 | Inventory | Select the replacement equipment | Select the replacement equipment | Sélection de l'équipement de remplacement |  | Seleccione el equipo de reemplazo
178 | Inventory | Cost of replacement ($US) | Cost of replacement ($US) | Coût prévisionnel de remplacement ($US) |  | Costo del reemplazo (US$)
179 | Inventory | Total cost of replacement | Total cost of replacement | Total coût remplacement |  | Costo total del reemplazo
180 | Inventory | Cost of maintenance ($US) | Cost of maintenance ($US) | Coût prévisionnel de maintenance ($US) |  | Gastos de mantenimiento (US$)
181 | Inventory | Total cost of maintenance | Total cost of maintenance | Total coût maintenance |  | Costo total del mantenimiento
182 | Inventory | Running cost ($US) | Running cost ($US) | Coût prévisionnel de fonctionnement ($US) |  | Gastos de funcionamiento (US$)
183 | Inventory | Total running cost | Total running cost | Total coût fonctionnement |  | Costo total del funcionamiento
184 | Inventory | Estimated maintenance at: | Estimated maintenance at: | Les coûts de maintenance sont estimés à: |  | Mantenimiento estimado en:
185 | Inventory | of equipment purchase cost | of equipment purchase cost | du coût d'acquisition de l'équipement. |  | del costo de compra del equipo
186 | Inventory | # of equipment in good working order: | # of equipment in good working order: | Nbre équipement en bon état de fonctionnement: |  | número de equipos en buen estado:
187 | Inventory | Average age of eqpt, (years) | Average age of eqpt, (years) | Age moyen des éqpts, (ans) |  | Edad promedio del equipo (años)
188 | Inventory | No. of equipment | No. of equipment | Nbre d'éqpts |  | Número de equipos
189 | Inventory | Source of energy | Source of energy | Source d'énergie |  | Fuente de energía
190 | Inventory | Electricity (grid or generator) | Electricity (grid or generator) | Electricité (réseau ou groupe) |  | Electricidad (red o generador)
191 | Inventory | Solar (with or without batteries) | Solar (with or without batteries) | Solaire (avec ou sans batteries) |  | Solar (con o sin baterías)
192 | Inventory | Electricity | Electricity | Electricité |  | Electricidad
193 | Inventory | Solar | Solar | Solaire |  | Solar
194 | Inventory | Gas | Gas | Gaz |  | Gas
195 | Inventory | Kerosene | Kerosene | Pétrole |  | Queroseno
196 | Inventory | Identification of Equipment | Identification of Equipment | Identification Equipement |  | Identificación del equipo
197 | Inventory | replacement & cost | replacement & cost | replacement & cost |  | reemplazo y costo
198 | Inventory | total No. of equipment | total No. of equipment | nbre total équipements |  | número total de equipos
199 | Inventory | total cost ($US) | total cost ($US) | coût total ($EU) |  | costo total (US$)
200 | Inventory | Functional status of eqpt | Functional status of eqpt | Etat de fonctionnement des éqpts |  | Funcionamiento del equipo
201 | Inventory | Functioning well | Functioning well | Marche Bien |  | Funciona bien
202 | Inventory | Functional, need repair | Functional, need repair | Marche, nécessite Réparation |  | Funciona; necesita reparaciones
203 | Inventory | Not functional for breakage | Not functional for breakage | Arrêt pour Panne |  | No funciona; está roto
204 | Inventory | Commissioning issues | Commissioning issues | Défaut à la réception |  | Problemas con la puesta en servicio
205 | Inventory | New , not installed yet | New , not installed yet | Neuf, non installé |  | Nuevo; todavía no se ha instalado
206 | Inventory | of total | of total | du total |  | del total
207 | Inventory | price of energy | price of energy | prix de l'énergie |  | precio de la energía
208 | Inventory | Estimated annual costs (US$) | Estimated annual costs (US$) | Estimatif coûts annuels (USD) |  | Costo anual estimado (US$)
209 | Inventory | Life expectancy | Life expectancy | Durée de vie technique |  | Esperanza de vida
210 | Inventory | Cold Rooms | Cold Rooms | ChFroides |  | Cámaras frigoríficas
211 | Analyse_eqpt | ANALYSIS OF COLD CHAIN EQUIPMENT | ANALYSIS OF COLD CHAIN EQUIPMENT | ANALYSE DES EQUIPEMENTS DE LA CHAINE DU FROID |  | ANÁLISIS DEL EQUIPO DE CADENA DE FRÍO
212 | Analyse_eqpt | 1. Distribution of facilities per electrification status | 1. Distribution of facilities per electrification status | Répartition des établissements selon le status d'électrification |  | 1. Distribución de estructura de salud por estado de electrificación
213 | Analyse_eqpt | 2. Distribution of CEE per functional status | 2. Distribution of CEE per functional status | Etat de fonctionnement équipements CdF |  | 2. Distribución del equipo de cadena de frío por estado de funcionamiento
214 | Analyse_eqpt | 3. Distribution of CCE per PQ norms | 3. Distribution of CCE per PQ norms | Répartition des équipements selon normes PQ |  | 3. Distribución del equipo de cadena de frío por normas PQ
215 | Analyse_eqpt | 4. Distribution of CCE per manufacturer | 4. Distribution of CCE per manufacturer | Répartition des équipements CdF par marque |  | 4. Distribución del equipo de cadena de frío por fabricante
216 | Analyse_eqpt | 5. Distribution of CCE per type | 5. Distribution of CCE per type | Répartition des équipements CdF par type |  | 5. Distribución del equipo de cadena de frío por tipo
217 | Analyse_eqpt | 6. Distribution of CCE per age | 6. Distribution of CCE per age | Répartition des équipements CdF par âge |  | 6. Distribución del equipo de cadena de frío por edad
218 | Analyse_eqpt | 7. Distribution of CCE per energy source | 7. Distribution of CCE per energy source | Répartition des équipements CdF par source d'énergie |  | 7. Distribución del equipo de cadena de frío por fuente de energía
219 | Analyse_eqpt | Distribution of CCE per age and per functional status | Distribution of CCE per age and per functional status | Répartition des équipements par âge et par état de fonctionnement |  | Distribución del equipo de cadena de frío por edad y por estado de funcionamiento
220 | Analyse_eqpt | at | at | au niveau |  | a
221 | Analyse_eqpt | PIS | PIS | PIS |  | PIS
222 | Analyse_eqpt | PQS | PQS | PQS |  | PQS
223 | Analyse_eqpt | domestic | domestic | domestique |  | doméstico
224 | Analyse_eqpt | WIC/FR | WIC/FR | ChFroides |  | Cámara frigorífica/cámara de congelación
225 | Analyse_eqpt | Age ranges of CCE | Age ranges of CCE | Plages d'âge des ECF |  | Gamas de edades del equipo de cadena de frío
226 | Analyse_eqpt | years | years | ans |  | años
227 | Analyse_eqpt | 10-15years | 10-15years | 10-15ans |  | 10-15 años
228 | Analyse_eqpt | >15years | >15years | > 15ans |  | >15 años
229 | Analyse_eqpt | Icelined refrigerators | Icelined refrigerators | Refrig. Gaine réfrigérante |  | Refrigeradores horizontales
230 | Analyse_eqpt | Absorption refrigerators | Absorption refrigerators | Refrig. Absorption |  | Refrigeradores por absorción
231 | Analyse_eqpt | Compression refrigerators | Compression refrigerators | Refrig. Compression |  | Refrigeradores por compresión
232 | Analyse_eqpt | Solar refrigerators | Solar refrigerators | Refrig. Solaires |  | Refrigeradores solares
233 | Analyse_eqpt | Absorption freezers | Absorption freezers | Cong. Absorption |  | Congeladores por absorción
234 | Analyse_eqpt | Compression freezers | Compression freezers | Cong. Compression |  | Congeladores por compresión
235 | Analyse_eqpt | Ice/Water pack freezers | Ice/Water pack freezers | Cong. Accus froid |  | Congeladores de paquetes de hielo y paquetes de agua
236 | Analyse_eqpt | Distribution of CEE per PQ norms and functional status | Distribution of CEE per PQ norms and functional status | Répartition des équipements selon normes PQ et état de fonctionnement |  | Distribución del equipo de cadena de frío por normas PQ y estado de funcionamiento
237 | Analyse_eqpt | GAP ANALYSIS OF COLD CHAIN EQUIPMENT AT THE DISTRICT & PROVINCIAL STORES | GAP ANALYSIS OF COLD CHAIN EQUIPMENT AT THE DISTRICT & PROVINCIAL STORES | ANALYSE DES ECARTS EN EQUIPEMENTS DE CHAINE DU FROID DES DEPÔTS INTERMEDIAIRES |  | ANÁLISIS DE BRECHAS DEL EQUIPO DE CADENA DE FRÍO A NIVEL DE ALMACENES DISTRITALES Y PROVINCIALES
238 | Analyse_eqpt | GAP ANALYSIS OF COLD CHAIN EQUIPMENT AT THE SERVICE DELIVERY POINTS | GAP ANALYSIS OF COLD CHAIN EQUIPMENT AT THE SERVICE DELIVERY POINTS | ANALYSE DES ECARTS EN EQUIPEMENTS DE CHAINE DU FROID AU NIVEAU PRESTATIONS DE SERVICE |  | ANÁLISIS DE BRECHAS DEL EQUIPO DE CADENA DE FRÍO EN LOS PUNTOS DE PRESTACIÓN DEL SERVICIO
239 | Analyse_eqpt | Distribution of CCE per functional status | Distribution of CCE per functional status | Répartition des équipements par état de fonctionnement |  | Distribución del equipo de cadena de frío por estado de funcionamiento
240 | Analyse_eqpt | Distribution of WICR/WIFR per functional status | Distribution of WICR/WIFR per functional status | Répartition des Chambres froides par état de fonctionnement |  | Distribución de cámaras frigoríficas/cámaras de congelación por estado de funcionamiento
241 | Analyse_eqpt | WICR/WIFR | WICR/WIFR | Nbre Chambres froides |  | cámaras frigoríficas/cámaras de congelación
242 | Analyse_eqpt | Distribution of refrigerators per functional status | Distribution of refrigerators per functional status | Répartition des réfrigérateurs par état de fonctionnement |  | Distribución de refrigeradores por estado de funcionamiento
243 | Analyse_eqpt | No. of refrigerators | No. of refrigerators | Nbre réfrigérateurs |  | Número de refrigeradores
244 | Analyse_eqpt | Distribution of freezers per functional status | Distribution of freezers per functional status | Répartition des congélateurs par état de fonctionnement |  | Distribución de congeladores por estado de funcionamiento
245 | Analyse_eqpt | No. of freezers | No. of freezers | Nbre congérateurs |  | Número de congeladores
246 | Analyse_eqpt | Available cold storage at +5°C | Available cold storage at +5°C | Capacité stockage disponible à +5°C |  | Almacenamiento en frío disponible a +5 °C
247 | Analyse_eqpt | total capacity installed | total capacity installed | capacité totale installée |  | capacidad total instalada
248 | Analyse_eqpt | usable capacity available | usable capacity available | capacité utilisable disponible |  | capacidad utilizable disponible
249 | Analyse_eqpt | Available cold storage at -20°C | Available cold storage at -20°C | Capacité stockage disponible à -20°C |  | Almacenamiento en frío disponible a -20 °C
250 | Analyse_eqpt | Available cold storage at -70°C | Available cold storage at -70°C | Capacité stockage disponible à -70°C |  | Almacenamiento en frío disponible a -70 °C
251 | Analyse_eqpt | Supply parameters | Supply parameters | Paramètres d'approv. |  | Parámetros para el suministro
252 | Analyse_eqpt | supply interval, months | supply interval, months | interval d'approv., mois |  | período de suministro, meses
253 | Analyse_eqpt | safety stock, months | safety stock, months | stock réserve, mois |  | reserva de seguridad, meses
254 | Analyse_eqpt | Estimation of required storage capacity | Estimation of required storage capacity | Estimation capacité requise de stockage |  | Estimación de la capacidad de almacenamiento necesaria
255 | Analyse_eqpt | dry storage | dry storage | stockage sec |  | almacenamiento en seco
256 | Analyse_eqpt | CC capacity required | CC capacity required | Capacité requise CdF |  | Capacidad de cadena de frío necesaria
257 | Analyse_eqpt | Capacity required at +5°C, litres | Capacity required at +5°C, litres | Capacité requise à +5°C, litres |  | Capacidad necesaria a +5 °C, litros
258 | Analyse_eqpt | Capacity required at -20°C, litres | Capacity required at -20°C, litres | Capacité requise à -20°C, litres |  | Capacidad necesaria a -20 °C, litros
259 | Analyse_eqpt | Coolant packs, litres | Coolant packs, litres | production accus de froid, litres |  | Paquetes refrigerantes, litros
260 | Analyse_eqpt | Total number of | Total number of | Nombre total |  | Número total de
261 | Analyse_eqpt | Segmentation of health facilities | Segmentation of health facilities | Segmentation des formations sanitaires |  | Segmentación de los establecimientos de salud
262 | Analyse_eqpt | Distribution of equipment per age | Distribution of equipment per age | Distribution équipements par âge |  | Distribución del equipo por edad
263 | Analyse_eqpt | vaccine volume | vaccine volume | volume vaccins |  | volumen de vacuna
264 | Analyse_eqpt | with electricity | with electricity | avec électricité |  | con electricidad
265 | Analyse_eqpt | with CCE | with CCE | avec ECF |  | con equipo de cadena de frío
266 | Analyse_eqpt | with functional CCE | with functional CCE | avec ECF fonctionnel |  | con equipo de cadena de frío que funciona
267 | Analyse_eqpt | with non functional CCE | with non functional CCE | avec ECF en panne |  | con equipo de cadena de frío que no funciona
268 | Analyse_eqpt | w/o CCE | w/o CCE | sans ECF |  | sin equipo de cadena de frío
269 | Analyse_eqpt | Volume per FIC, cm3 | Volume per FIC, cm3 | Volume par ECV, cm3 |  | Volumen por niño completamente inmunizado, cm3
270 | Analyse_eqpt | Volume per individual, cm3 | Volume per individual, cm3 | Volume par individu, cm3 |  | Volumen por population, cm3
271 | Analyse_eqpt | vaccines | vaccines | vaccins |  | vacunas
272 | Analyse_eqpt | diluents | diluents | diluants |  | diluyentes
273 | Analyse_eqpt | injection eqpt | injection eqpt | matériel d'injection |  | equipo para inyecciones
274 | Analyse_eqpt | No. of annual births per service | No. of annual births per service | Naissances annuelles par point de prestation de service |  | Número de nacimientos anuales por servicio
275 | Analyse_eqpt | average SP | average SP | moyenne SP |  | punto de servicio promedio
276 | vaccines | Table1: Characteristics of vaccines | Table1: Characteristics of vaccines | Table1: Caractéristiques des vaccins |  | Cuadro 1. Características de las vacunas
277 | vaccines | Vaccine product | Vaccine product | Produit vaccins |  | Producto vacunal
278 | vaccines | Vaccine formulation | Vaccine formulation | Formulation vaccins |  | Fórmula de la vacuna
279 | vaccines | Admin route | Admin route | Mode d'administration |  | Vía de administración
280 | vaccines | No. Of doses in the schedule | No. Of doses in the schedule | Nbre doses dans calendrier |  | Número de dosis en el plan
281 | vaccines | Presentation (doses/vial, prefilled) | Presentation (doses/vial, prefilled) | Conditionnement (dose/flacon, pré-rempli) |  | Presentación (dosis/vial, dispositivo precargado)
282 | vaccines | Packed volume vaccine (cm3/dose) | Packed volume vaccine (cm3/dose) | Volume emballé vaccin (cm3/dose) |  | Volumen de la vacuna empacada (cm3/dosis)
283 | vaccines | Packed volume diluents (cm3/dose) | Packed volume diluents (cm3/dose) | Volume emballé diluants (cm3/dose) |  | Volumen de los diluyentes empacados (cm3/dosis)
284 | vaccines | Cost per vial ($/vial) | Cost per vial ($/vial) | Prix du flacon ($/flacon) |  | Costo por vial ($/vial)
285 | vaccines | Cost per dose ($/dose) | Cost per dose ($/dose) | Prix de la dose ($/dose) |  | Costo por dosis ($/dosis)
286 | Segmentation | with | with | avec |  | con
287 | Segmentation | w/o | w/o | sans |  | sin
288 | Segmentation | adequate CC capacity | adequate CC capacity | capacité CdF adéquate |  | capacidad adecuada de cadena de frío
289 | Segmentation | PQS CCE | PQS CCE | ECF PQS |  | equipo de cadena de frío PQS
290 | Segmentation | required CC capacity | required CC capacity | capacité requise CdF |  | capacidad necesaria de cadena de frío
291 | Segmentation | CC capacity ranges (litres) | CC capacity ranges (litres) | Plages de capacité de CdF (litres) |  | Gamas de la capacidad de cadena de frío (litros)
292 | Segmentation | On-grid Sites | On-grid Sites | Sites avec électricité |  | Sitios conectados a la red
293 | Segmentation | Off-grid Sites | Off-grid Sites | Sites sans électricité |  | Sitios que no están conectados a la red
294 | Segmentation | existing CCE | existing CCE | existing ECF |  | equipo de cadena de frío existente
295 | Access&kpi | Distribution of | Distribution of | Répartition des |  | Distribución de
296 | Access&kpi | per DTP-3 coverage & size of SPs | per DTP-3 coverage & size of SPs | selon la taille de la couverture DTC-3 & la taille des SPs |  | por cobertura con DTP-3 y tamaño de los puntos de servicio
297 | Access&kpi | per population size & distance of SPs | per population size & distance of SPs | selon la taille de la population & l'éloignement des SPs |  | por tamaño de la población y distancia a los puntos de servicio
298 | Access&kpi | or | or | ou |  | o
299 | Qcheck | Verification of completeness of facility cold chain equipment inventory data | Verification of completeness of facility cold chain equipment inventory data | Vérification de la complétude de l'inventaire au niveau des formations sanitaires
300 | Qcheck | Equipement of choice | Equipement of choice | Equipement of choice
301 | Qcheck | CCE | CCE | ECF
302 | Qcheck | per type of intervention | per type of intervention | par type d'intervention
303 | Qcheck | Summary od CCE (on-grid, solar) per type of intervention (extension, expansion, replacement) & per year | Summary od CCE (on-grid, solar) per type of intervention (extension, expansion, replacement) & per year | Récapitulatif des ECF (électriques, solaires) par type d'intervention (extension, expansion, remplacement) & par an
304 | Qcheck | Replacement | Replacement | Remplacement
305 | Qcheck | Expansion | Expansion | Expansion
306 | Qcheck | Extension | Extension | Extension
307 | Qcheck | No intervention | No intervention | Pas d'intervention
308 | Qcheck | requiring CCE replacement | requiring CCE replacement | nécessitant remplacement ECF
309 | Qcheck | requiring no CCE replacement | requiring no CCE replacement | nécessitant pas remplacement ECF
310 |  | Full compliance with WHO PQS | Full compliance with WHO PQS | Conformité totale au PQS OMS
311 |  | Yes | Yes | Oui
312 |  | No | No | Non

## Analysis_SN
GAP ANALYSIS OF COLD CHAIN EQUIPMENT AT THE DISTRICT & PROVINCIAL STORES | [30 empty] | Cold chain capacity analysis | [16 empty] | Refrigerators Lowest distribution
| Eqpt | 0 | 0 | 0 | 0 | 0 | 0 | 0 | 0 | 0 | 0 | 0 | 0 | 0 | 0 | #DIV/0! | 0 | 0 | 0 | 0 | 0 | 0 | #DIV/0! | 0 | 0 | 0 | 0 | 0 | 0 | #DIV/0! | 0 | 0 | 0 | 0 | 0 | 0 | 0 |  | 0 | 0 | 0 | 0 | 0 | 0 | 0 | [15 empty] | 0 | 0 | 0 | 0 |  | 0 | 0 | 0 | 0 | 0 | 0
| Facilities | 0 | 0 | 0 | 0 | 0 | 0 | 0 | 0 | 0 | 0 | 0 | 0 | 0 | 0 | #DIV/0! | 0 | 0 | 0 | 0 | 0 | 0 | #DIV/0! | 0 | 0 | 0 | 0 | 0 | 0 | #DIV/0! | 0 | 0 | 0 | 0 | 0 | 0 | 0 |  | 0 | 0 | 0 | 0 | 0 | 0 | 0 |  |  | 0 | 0 | 0 | 0 | 0 | 0 | 0 | 0 | 0 | 0 | 0 | 0 |  | #DIV/0! | #DIV/0! | #DIV/0! | #DIV/0! |  | #DIV/0! | #DIV/0! | #DIV/0! | #DIV/0! | #DIV/0! | #DIV/0!
| SN2 |  |  | Distribution of CCE per functional status | [5 empty] | Distribution of WICR/WIFR per functional status | [6 empty] | Distribution of refrigerators per functional status | [6 empty] | Distribution of freezers per functional status | [6 empty] | Cold chain capacity analysis + 5°C - SN2 | [6 empty] | + 5°C | Cold chain capacity analysis - 20°C - SN2 | [6 empty] | - 20°C |  | Age Refrigerators | Refrigerators | Refrigerators | Refrigerators | Refrigerators | Refrigerators | Age Freezers | Refrigerators | Refrigerators | Refrigerators | Refrigerators | Refrigerators |  | Distribution of equipment per age - SN2 |  |  |  |  | Replacement estimated
Region | Health structures | Total Population | Live births | Functional | Not Functional | Damaged | Commisionning | Not installed | Total | WICR/WIFR | Functional | Not Functional | Damaged | Commisionning | Not installed | % of CCE | No. of refrigerators | Functional | Not Functional | Damaged | Commisionning | Not installed | % of CCE | No. of freezers | Functional | Not Functional | Damaged | Commisionning | Not installed | % of CCE | total capacity installed | Functional | Not Functional | Damaged | Commisionning | Not installed | usable capacity available | Capacity required at +5°C, litres | total capacity installed | Functional | Not Functional | Damaged | Commisionning | Not installed | usable capacity available | Capacity required at +5°C, litres |  | All Refrigerators | Functional | Not Functional | Damaged | Commisionning | Not installed | All Freezers | Functional | Not Functional | Damaged | Commisionning | Not installed |  | <=5years | 5-10years | 10-15years | >15years |  | 2021 | 2022 | 2023 | 2024 | 2025 | Total Replacement estimated
A | B | C | D | E | F | G | H | I | J | K | L | M | N | O | P | Q | R | S | T | U | V | W | X | Y | Z | AA | AB | AC | AD | AE | AF | AG | AH | AI | AJ | AK | AL | AM | AN | AO | AP | AQ | AR | AS | AT | AU | AV | AW | AX | AY | AZ | BA | BB | BC | BD | BE | BF | BG | BH | BI | BJ | BK | BL | BM | BN | BO | BP | BQ | BR | BS | BT
|  | 0 | 0 | [5 empty] | 0 | [28 empty] | 0 | [7 empty] | 0 | [14 empty] | 0 | 0 | 0 | 0 | [6 empty] | 0
|  | 0 | 0 | [5 empty] | 0 | [28 empty] | 0 | [7 empty] | 0 | [14 empty] | 0 | 0 | 0 | 0 | [6 empty] | 0
|  | 0 | 0 | [5 empty] | 0 | [28 empty] | 0 | [7 empty] | 0 | [14 empty] | 0 | 0 | 0 | 0 | [6 empty] | 0
|  | 0 | 0 | [5 empty] | 0 | [28 empty] | 0 | [7 empty] | 0 | [14 empty] | 0 | 0 | 0 | 0 | [6 empty] | 0
|  | 0 | 0 | [5 empty] | 0 | [28 empty] | 0 | [7 empty] | 0 | [14 empty] | 0 | 0 | 0 | 0 | [6 empty] | 0
|  | 0 | 0 | [5 empty] | 0 | [28 empty] | 0 | [7 empty] | 0 | [14 empty] | 0 | 0 | 0 | 0 | [6 empty] | 0
|  | 0 | 0 | [5 empty] | 0 | [28 empty] | 0 | [7 empty] | 0 | [14 empty] | 0 | 0 | 0 | 0 | [6 empty] | 0
|  | 0 | 0 | [5 empty] | 0 | [28 empty] | 0 | [7 empty] | 0 | [14 empty] | 0 | 0 | 0 | 0 | [6 empty] | 0
|  | 0 | 0 | [5 empty] | 0 | [28 empty] | 0 | [7 empty] | 0 | [14 empty] | 0 | 0 | 0 | 0 | [6 empty] | 0
|  | 0 | 0 | [5 empty] | 0 | [28 empty] | 0 | [7 empty] | 0 | [14 empty] | 0 | 0 | 0 | 0 | [6 empty] | 0
|  | 0 | 0 | [5 empty] | 0 | [28 empty] | 0 | [7 empty] | 0 | [14 empty] | 0 | 0 | 0 | 0 | [6 empty] | 0
|  | 0 | 0 | [5 empty] | 0 | [28 empty] | 0 | [7 empty] | 0 | [14 empty] | 0 | 0 | 0 | 0 | [6 empty] | 0
|  | 0 | 0 | [5 empty] | 0 | [28 empty] | 0 | [7 empty] | 0 | [14 empty] | 0 | 0 | 0 | 0 | [6 empty] | 0
|  | 0 | 0 | [5 empty] | 0 | [28 empty] | 0 | [7 empty] | 0 | [14 empty] | 0 | 0 | 0 | 0 | [6 empty] | 0
|  | 0 | 0 | [5 empty] | 0 | [28 empty] | 0 | [7 empty] | 0 | [14 empty] | 0 | 0 | 0 | 0 | [6 empty] | 0
|  | 0 | 0 | [5 empty] | 0 | [28 empty] | 0 | [7 empty] | 0 | [14 empty] | 0 | 0 | 0 | 0 | [6 empty] | 0
|  | 0 | 0 | [5 empty] | 0 | [28 empty] | 0 | [7 empty] | 0 | [14 empty] | 0 | 0 | 0 | 0 | [6 empty] | 0
|  | 0 | 0 | [5 empty] | 0 | [28 empty] | 0 | [7 empty] | 0 | [14 empty] | 0 | 0 | 0 | 0 | [6 empty] | 0
|  | 0 | 0 | [5 empty] | 0 | [28 empty] | 0 | [7 empty] | 0 | [14 empty] | 0 | 0 | 0 | 0 | [6 empty] | 0
|  | 0 | 0 | [5 empty] | 0 | [28 empty] | 0 | [7 empty] | 0 | [14 empty] | 0 | 0 | 0 | 0 | [6 empty] | 0
|  | 0 | 0 | [5 empty] | 0 | [28 empty] | 0 | [7 empty] | 0 | [14 empty] | 0 | 0 | 0 | 0 | [6 empty] | 0
|  | 0 | 0 | [5 empty] | 0 | [28 empty] | 0 | [7 empty] | 0 | [14 empty] | 0 | 0 | 0 | 0 | [6 empty] | 0
|  | 0 | 0 | [5 empty] | 0 | [28 empty] | 0 | [7 empty] | 0 | [14 empty] | 0 | 0 | 0 | 0 | [6 empty] | 0
|  | 0 | 0 | [5 empty] | 0 | [28 empty] | 0 | [7 empty] | 0 | [14 empty] | 0 | 0 | 0 | 0 | [6 empty] | 0
|  | 0 | 0 | [5 empty] | 0 | [28 empty] | 0 | [7 empty] | 0 | [14 empty] | 0 | 0 | 0 | 0 | [6 empty] | 0
|  | 0 | 0 | [5 empty] | 0 | [28 empty] | 0 | [7 empty] | 0 | [14 empty] | 0 | 0 | 0 | 0 | [6 empty] | 0
|  | 0 | 0 | [5 empty] | 0 | [28 empty] | 0 | [7 empty] | 0 | [14 empty] | 0 | 0 | 0 | 0 | [6 empty] | 0
|  | 0 | 0 | [5 empty] | 0 | [28 empty] | 0 | [7 empty] | 0 | [14 empty] | 0 | 0 | 0 | 0 | [6 empty] | 0
|  | 0 | 0 | [5 empty] | 0 | [28 empty] | 0 | [7 empty] | 0 | [14 empty] | 0 | 0 | 0 | 0 | [6 empty] | 0
|  | 0 | 0 | [5 empty] | 0 | [28 empty] | 0 | [7 empty] | 0 | [14 empty] | 0 | 0 | 0 | 0 | [6 empty] | 0
|  | 0 | 0 | [5 empty] | 0 | [28 empty] | 0 | [7 empty] | 0 | [14 empty] | 0 | 0 | 0 | 0 | [6 empty] | 0
|  | 0 | 0 | [5 empty] | 0 | [28 empty] | 0 | [7 empty] | 0 | [14 empty] | 0 | 0 | 0 | 0 | [6 empty] | 0
|  | 0 | 0 | [5 empty] | 0 | [28 empty] | 0 | [7 empty] | 0 | [14 empty] | 0 | 0 | 0 | 0 | [6 empty] | 0
|  | 0 | 0 | [5 empty] | 0 | [28 empty] | 0 | [7 empty] | 0 | [14 empty] | 0 | 0 | 0 | 0 | [6 empty] | 0
|  | 0 | 0 | [5 empty] | 0 | [28 empty] | 0 | [7 empty] | 0 | [14 empty] | 0 | 0 | 0 | 0 | [6 empty] | 0
|  | 0 | 0 | [5 empty] | 0 | [28 empty] | 0 | [7 empty] | 0 | [14 empty] | 0 | 0 | 0 | 0 | [6 empty] | 0
|  | 0 | 0 | [5 empty] | 0 | [28 empty] | 0 | [7 empty] | 0 | [14 empty] | 0 | 0 | 0 | 0 | [6 empty] | 0
|  | 0 | 0 | [5 empty] | 0 | [28 empty] | 0 | [7 empty] | 0 | [14 empty] | 0 | 0 | 0 | 0 | [6 empty] | 0
|  | 0 | 0 | [5 empty] | 0 | [28 empty] | 0 | [7 empty] | 0 | [14 empty] | 0 | 0 | 0 | 0 | [6 empty] | 0
|  | 0 | 0 | [5 empty] | 0 | [28 empty] | 0 | [7 empty] | 0 | [14 empty] | 0 | 0 | 0 | 0 | [6 empty] | 0
|  | 0 | 0 | [5 empty] | 0 | [28 empty] | 0 | [7 empty] | 0 | [14 empty] | 0 | 0 | 0 | 0 | [6 empty] | 0
|  | 0 | 0 | [5 empty] | 0 | [28 empty] | 0 | [7 empty] | 0 | [14 empty] | 0 | 0 | 0 | 0 | [6 empty] | 0
|  | 0 | 0 | [5 empty] | 0 | [28 empty] | 0 | [7 empty] | 0 | [14 empty] | 0 | 0 | 0 | 0 | [6 empty] | 0
|  | 0 | 0 | [5 empty] | 0 | [28 empty] | 0 | [7 empty] | 0 | [14 empty] | 0 | 0 | 0 | 0 | [6 empty] | 0
|  | 0 | 0 | [5 empty] | 0 | [28 empty] | 0 | [7 empty] | 0 | [14 empty] | 0 | 0 | 0 | 0 | [6 empty] | 0
|  | 0 | 0 | [5 empty] | 0 | [28 empty] | 0 | [7 empty] | 0 | [14 empty] | 0 | 0 | 0 | 0 | [6 empty] | 0
|  | 0 | 0 | [5 empty] | 0 | [28 empty] | 0 | [7 empty] | 0 | [14 empty] | 0 | 0 | 0 | 0 | [6 empty] | 0
|  | 0 | 0 | [5 empty] | 0 | [28 empty] | 0 | [7 empty] | 0 | [14 empty] | 0 | 0 | 0 | 0 | [6 empty] | 0
|  | 0 | 0 | [5 empty] | 0 | [28 empty] | 0 | [7 empty] | 0 | [14 empty] | 0 | 0 | 0 | 0 | [6 empty] | 0
|  | 0 | 0 | [5 empty] | 0 | [28 empty] | 0 | [7 empty] | 0 | [14 empty] | 0 | 0 | 0 | 0 | [6 empty] | 0

## Analysis_LD
GAP ANALYSIS OF COLD CHAIN EQUIPMENT AT THE DISTRICT & PROVINCIAL STORES | [31 empty] | Cold chain capacity analysis | [16 empty] | Age Refrigerators Lowest distribution
|  | Eqpt | 0 | 0 | 0 | 0 | 0 | 0 | 0 | 0 | 0 | 0 | 0 | 0 | 0 | 0 | #DIV/0! | 0 | 0 | 0 | 0 | 0 | 0 | #DIV/0! | 0 | 0 | 0 | 0 | 0 | 0 | #DIV/0! | 0 | 0 | 0 | 0 | 0 | 0 | 0 |  | 0 | 0 | 0 | 0 | 0 | 0 | 0 | [15 empty] | 0 | 0 | 0 | 0 |  | 0 | 0 | 0 | 0 | 0 | 0
|  | Facilities | 0 | 0 | 0 | 0 | 0 | 0 | 0 | 0 | 0 | 0 | 0 | 0 | 0 | 0 | #DIV/0! | 0 | 0 | 0 | 0 | 0 | 0 | #DIV/0! | 0 | 0 | 0 | 0 | 0 | 0 | #DIV/0! | 0 | 0 | 0 | 0 | 0 | 0 | 0 |  | 0 | 0 | 0 | 0 | 0 | 0 | 0 |  |  | 0 | 0 | 0 | 0 | 0 | 0 | 0 | 0 | 0 | 0 | 0 | 0 |  | #DIV/0! | #DIV/0! | #DIV/0! | #DIV/0! |  | #DIV/0! | #DIV/0! | #DIV/0! | #DIV/0! | #DIV/0! | #DIV/0!
|  | LD |  |  | Distribution of CCE per functional status | [5 empty] | Distribution of WICR/WIFR per functional status | [6 empty] | Distribution of refrigerators per functional status | [6 empty] | Distribution of freezers per functional status | [6 empty] | Cold chain capacity analysis + 5°C - LD | [6 empty] | + 5°C | Cold chain capacity analysis + 5°C - LD | [6 empty] | - 20°C |  | Age Refrigerators | Refrigerators | Refrigerators | Refrigerators | Refrigerators | Refrigerators | Age Freezers | Refrigerators | Refrigerators | Refrigerators | Refrigerators | Refrigerators |  | Distribution of equipment per age - LD |  |  |  |  | Replacement estimated
District | Sub-District/ District Hospital (LD) | Health structures | Total Population | Live births | Functional | Not Functional | Damaged | Commisionning | Not installed | Total | WICR/WIFR | Functional | Not Functional | Damaged | Commisionning | Not installed | % of CCE | No. of refrigerators | Functional | Not Functional | Damaged | Commisionning | Not installed | % of CCE | No. of freezers | Functional | Not Functional | Damaged | Commisionning | Not installed | % of CCE | total capacity installed | Functional | Not Functional | Damaged | Commisionning | Not installed | usable capacity available | Capacity required at +5°C, litres | total capacity installed | Functional | Not Functional | Damaged | Commisionning | Not installed | usable capacity available | Capacity required at -20°C, litres |  | All Refrigerators | Functional | Not Functional | Damaged | Commisionning | Not installed | All Freezers | Functional | Not Functional | Damaged | Commisionning | Not installed |  | <=5years | 5-10years | 10-15years | >15years |  | 2021 | 2022 | 2023 | 2024 | 2025 | Total Replacement estimated
A | B | C | D | E | F | G | H | I | J | K | L | M | N | O | P | Q | R | S | T | U | V | W | X | Y | Z | AA | AB | AC | AD | AE | AF | AG | AH | AI | AJ | AK | AL | AM | AN | AO | AP | AQ | AR | AS | AT | AU | AV | AW | AX | AY | AZ | BA | BB | BC | BD | BE | BF | BG | BH | BI | BJ | BK | BL | BM | BN | BO | BP | BQ | BR | BS | BT | BU
|  |  | 0 | 0 | [5 empty] | 0 | [28 empty] | 0 | [7 empty] | 0 | [14 empty] | 0 | 0 | 0 | 0 | [6 empty] | 0
|  |  | 0 | 0 | [5 empty] | 0 | [28 empty] | 0 | [7 empty] | 0 | [14 empty] | 0 | 0 | 0 | 0 | [6 empty] | 0
|  |  | 0 | 0 | [5 empty] | 0 | [28 empty] | 0 | [7 empty] | 0 | [14 empty] | 0 | 0 | 0 | 0 | [6 empty] | 0
|  |  | 0 | 0 | [5 empty] | 0 | [28 empty] | 0 | [7 empty] | 0 | [14 empty] | 0 | 0 | 0 | 0 | [6 empty] | 0
|  |  | 0 | 0 | [5 empty] | 0 | [28 empty] | 0 | [7 empty] | 0 | [14 empty] | 0 | 0 | 0 | 0 | [6 empty] | 0
|  |  | 0 | 0 | [5 empty] | 0 | [28 empty] | 0 | [7 empty] | 0 | [14 empty] | 0 | 0 | 0 | 0 | [6 empty] | 0
|  |  | 0 | 0 | [5 empty] | 0 | [28 empty] | 0 | [7 empty] | 0 | [14 empty] | 0 | 0 | 0 | 0 | [6 empty] | 0
|  |  | 0 | 0 | [5 empty] | 0 | [28 empty] | 0 | [7 empty] | 0 | [14 empty] | 0 | 0 | 0 | 0 | [6 empty] | 0
|  |  | 0 | 0 | [5 empty] | 0 | [28 empty] | 0 | [7 empty] | 0 | [14 empty] | 0 | 0 | 0 | 0 | [6 empty] | 0
|  |  | 0 | 0 | [5 empty] | 0 | [28 empty] | 0 | [7 empty] | 0 | [14 empty] | 0 | 0 | 0 | 0 | [6 empty] | 0
|  |  | 0 | 0 | [5 empty] | 0 | [28 empty] | 0 | [7 empty] | 0 | [14 empty] | 0 | 0 | 0 | 0 | [6 empty] | 0
|  |  | 0 | 0 | [5 empty] | 0 | [28 empty] | 0 | [7 empty] | 0 | [14 empty] | 0 | 0 | 0 | 0 | [6 empty] | 0
|  |  | 0 | 0 | [5 empty] | 0 | [28 empty] | 0 | [7 empty] | 0 | [14 empty] | 0 | 0 | 0 | 0 | [6 empty] | 0
|  |  | 0 | 0 | [5 empty] | 0 | [28 empty] | 0 | [7 empty] | 0 | [14 empty] | 0 | 0 | 0 | 0 | [6 empty] | 0
|  |  | 0 | 0 | [5 empty] | 0 | [28 empty] | 0 | [7 empty] | 0 | [14 empty] | 0 | 0 | 0 | 0 | [6 empty] | 0
|  |  | 0 | 0 | [5 empty] | 0 | [28 empty] | 0 | [7 empty] | 0 | [14 empty] | 0 | 0 | 0 | 0 | [6 empty] | 0
|  |  | 0 | 0 | [5 empty] | 0 | [28 empty] | 0 | [7 empty] | 0 | [14 empty] | 0 | 0 | 0 | 0 | [6 empty] | 0
|  |  | 0 | 0 | [5 empty] | 0 | [28 empty] | 0 | [7 empty] | 0 | [14 empty] | 0 | 0 | 0 | 0 | [6 empty] | 0
|  |  | 0 | 0 | [5 empty] | 0 | [28 empty] | 0 | [7 empty] | 0 | [14 empty] | 0 | 0 | 0 | 0 | [6 empty] | 0
|  |  | 0 | 0 | [5 empty] | 0 | [28 empty] | 0 | [7 empty] | 0 | [14 empty] | 0 | 0 | 0 | 0 | [6 empty] | 0
|  |  | 0 | 0 | [5 empty] | 0 | [28 empty] | 0 | [7 empty] | 0 | [14 empty] | 0 | 0 | 0 | 0 | [6 empty] | 0
|  |  | 0 | 0 | [5 empty] | 0 | [28 empty] | 0 | [7 empty] | 0 | [14 empty] | 0 | 0 | 0 | 0 | [6 empty] | 0
|  |  | 0 | 0 | [5 empty] | 0 | [28 empty] | 0 | [7 empty] | 0 | [14 empty] | 0 | 0 | 0 | 0 | [6 empty] | 0
|  |  | 0 | 0 | [5 empty] | 0 | [28 empty] | 0 | [7 empty] | 0 | [14 empty] | 0 | 0 | 0 | 0 | [6 empty] | 0
|  |  | 0 | 0 | [5 empty] | 0 | [28 empty] | 0 | [7 empty] | 0 | [14 empty] | 0 | 0 | 0 | 0 | [6 empty] | 0
|  |  | 0 | 0 | [5 empty] | 0 | [28 empty] | 0 | [7 empty] | 0 | [14 empty] | 0 | 0 | 0 | 0 | [6 empty] | 0
|  |  | 0 | 0 | [5 empty] | 0 | [28 empty] | 0 | [7 empty] | 0 | [14 empty] | 0 | 0 | 0 | 0 | [6 empty] | 0
|  |  | 0 | 0 | [5 empty] | 0 | [28 empty] | 0 | [7 empty] | 0 | [14 empty] | 0 | 0 | 0 | 0 | [6 empty] | 0
|  |  | 0 | 0 | [5 empty] | 0 | [28 empty] | 0 | [7 empty] | 0 | [14 empty] | 0 | 0 | 0 | 0 | [6 empty] | 0
|  |  | 0 | 0 | [5 empty] | 0 | [28 empty] | 0 | [7 empty] | 0 | [14 empty] | 0 | 0 | 0 | 0 | [6 empty] | 0
|  |  | 0 | 0 | [5 empty] | 0 | [28 empty] | 0 | [7 empty] | 0 | [14 empty] | 0 | 0 | 0 | 0 | [6 empty] | 0
|  |  | 0 | 0 | [5 empty] | 0 | [28 empty] | 0 | [7 empty] | 0 | [14 empty] | 0 | 0 | 0 | 0 | [6 empty] | 0
|  |  | 0 | 0 | [5 empty] | 0 | [28 empty] | 0 | [7 empty] | 0 | [14 empty] | 0 | 0 | 0 | 0 | [6 empty] | 0
|  |  | 0 | 0 | [5 empty] | 0 | [28 empty] | 0 | [7 empty] | 0 | [14 empty] | 0 | 0 | 0 | 0 | [6 empty] | 0
|  |  | 0 | 0 | [5 empty] | 0 | [28 empty] | 0 | [7 empty] | 0 | [14 empty] | 0 | 0 | 0 | 0 | [6 empty] | 0
|  |  | 0 | 0 | [5 empty] | 0 | [28 empty] | 0 | [7 empty] | 0 | [14 empty] | 0 | 0 | 0 | 0 | [6 empty] | 0
|  |  | 0 | 0 | [5 empty] | 0 | [28 empty] | 0 | [7 empty] | 0 | [14 empty] | 0 | 0 | 0 | 0 | [6 empty] | 0
|  |  | 0 | 0 | [5 empty] | 0 | [28 empty] | 0 | [7 empty] | 0 | [14 empty] | 0 | 0 | 0 | 0 | [6 empty] | 0
|  |  | 0 | 0 | [5 empty] | 0 | [28 empty] | 0 | [7 empty] | 0 | [14 empty] | 0 | 0 | 0 | 0 | [6 empty] | 0
|  |  | 0 | 0 | [5 empty] | 0 | [28 empty] | 0 | [7 empty] | 0 | [14 empty] | 0 | 0 | 0 | 0 | [6 empty] | 0
|  |  | 0 | 0 | [5 empty] | 0 | [28 empty] | 0 | [7 empty] | 0 | [14 empty] | 0 | 0 | 0 | 0 | [6 empty] | 0
|  |  | 0 | 0 | [5 empty] | 0 | [28 empty] | 0 | [7 empty] | 0 | [14 empty] | 0 | 0 | 0 | 0 | [6 empty] | 0
|  |  | 0 | 0 | [5 empty] | 0 | [28 empty] | 0 | [7 empty] | 0 | [14 empty] | 0 | 0 | 0 | 0 | [6 empty] | 0
|  |  | 0 | 0 | [5 empty] | 0 | [28 empty] | 0 | [7 empty] | 0 | [14 empty] | 0 | 0 | 0 | 0 | [6 empty] | 0
|  |  | 0 | 0 | [5 empty] | 0 | [28 empty] | 0 | [7 empty] | 0 | [14 empty] | 0 | 0 | 0 | 0 | [6 empty] | 0
|  |  | 0 | 0 | [5 empty] | 0 | [28 empty] | 0 | [7 empty] | 0 | [14 empty] | 0 | 0 | 0 | 0 | [6 empty] | 0
|  |  | 0 | 0 | [5 empty] | 0 | [28 empty] | 0 | [7 empty] | 0 | [14 empty] | 0 | 0 | 0 | 0 | [6 empty] | 0
|  |  | 0 | 0 | [5 empty] | 0 | [28 empty] | 0 | [7 empty] | 0 | [14 empty] | 0 | 0 | 0 | 0 | [6 empty] | 0
|  |  | 0 | 0 | [5 empty] | 0 | [28 empty] | 0 | [7 empty] | 0 | [14 empty] | 0 | 0 | 0 | 0 | [6 empty] | 0
|  |  | 0 | 0 | [5 empty] | 0 | [28 empty] | 0 | [7 empty] | 0 | [14 empty] | 0 | 0 | 0 | 0 | [6 empty] | 0
|  |  | 0 | 0 | [5 empty] | 0 | [28 empty] | 0 | [7 empty] | 0 | [14 empty] | 0 | 0 | 0 | 0 | [6 empty] | 0
|  |  | 0 | 0 | [5 empty] | 0 | [28 empty] | 0 | [7 empty] | 0 | [14 empty] | 0 | 0 | 0 | 0 | [6 empty] | 0
|  |  | 0 | 0 | [5 empty] | 0 | [28 empty] | 0 | [7 empty] | 0 | [14 empty] | 0 | 0 | 0 | 0 | [6 empty] | 0
|  |  | 0 | 0 | [5 empty] | 0 | [28 empty] | 0 | [7 empty] | 0 | [14 empty] | 0 | 0 | 0 | 0 | [6 empty] | 0
|  |  | 0 | 0 | [5 empty] | 0 | [28 empty] | 0 | [7 empty] | 0 | [14 empty] | 0 | 0 | 0 | 0 | [6 empty] | 0
|  |  | 0 | 0 | [5 empty] | 0 | [28 empty] | 0 | [7 empty] | 0 | [14 empty] | 0 | 0 | 0 | 0 | [6 empty] | 0
|  |  | 0 | 0 | [5 empty] | 0 | [28 empty] | 0 | [7 empty] | 0 | [14 empty] | 0 | 0 | 0 | 0 | [6 empty] | 0
|  |  | 0 | 0 | [5 empty] | 0 | [28 empty] | 0 | [7 empty] | 0 | [14 empty] | 0 | 0 | 0 | 0 | [6 empty] | 0
|  |  | 0 | 0 | [5 empty] | 0 | [28 empty] | 0 | [7 empty] | 0 | [14 empty] | 0 | 0 | 0 | 0 | [6 empty] | 0
|  |  | 0 | 0 | [5 empty] | 0 | [28 empty] | 0 | [7 empty] | 0 | [14 empty] | 0 | 0 | 0 | 0 | [6 empty] | 0
|  |  | 0 | 0 | [5 empty] | 0 | [28 empty] | 0 | [7 empty] | 0 | [14 empty] | 0 | 0 | 0 | 0 | [6 empty] | 0
|  |  | 0 | 0 | [5 empty] | 0 | [28 empty] | 0 | [7 empty] | 0 | [14 empty] | 0 | 0 | 0 | 0 | [6 empty] | 0
|  |  | 0 | 0 | [5 empty] | 0 | [28 empty] | 0 | [7 empty] | 0 | [14 empty] | 0 | 0 | 0 | 0 | [6 empty] | 0
|  |  | 0 | 0 | [5 empty] | 0 | [28 empty] | 0 | [7 empty] | 0 | [14 empty] | 0 | 0 | 0 | 0 | [6 empty] | 0
|  |  | 0 | 0 | [5 empty] | 0 | [28 empty] | 0 | [7 empty] | 0 | [14 empty] | 0 | 0 | 0 | 0 | [6 empty] | 0
|  |  | 0 | 0 | [5 empty] | 0 | [28 empty] | 0 | [7 empty] | 0 | [14 empty] | 0 | 0 | 0 | 0 | [6 empty] | 0
|  |  | 0 | 0 | [5 empty] | 0 | [28 empty] | 0 | [7 empty] | 0 | [14 empty] | 0 | 0 | 0 | 0 | [6 empty] | 0
|  |  | 0 | 0 | [5 empty] | 0 | [28 empty] | 0 | [7 empty] | 0 | [14 empty] | 0 | 0 | 0 | 0 | [6 empty] | 0
|  |  | 0 | 0 | [5 empty] | 0 | [28 empty] | 0 | [7 empty] | 0 | [14 empty] | 0 | 0 | 0 | 0 | [6 empty] | 0
|  |  | 0 | 0 | [5 empty] | 0 | [28 empty] | 0 | [7 empty] | 0 | [14 empty] | 0 | 0 | 0 | 0 | [6 empty] | 0
|  |  | 0 | 0 | [5 empty] | 0 | [28 empty] | 0 | [7 empty] | 0 | [14 empty] | 0 | 0 | 0 | 0 | [6 empty] | 0
|  |  | 0 | 0 | [5 empty] | 0 | [28 empty] | 0 | [7 empty] | 0 | [14 empty] | 0 | 0 | 0 | 0 | [6 empty] | 0
|  |  | 0 | 0 | [5 empty] | 0 | [28 empty] | 0 | [7 empty] | 0 | [14 empty] | 0 | 0 | 0 | 0 | [6 empty] | 0
|  |  | 0 | 0 | [5 empty] | 0 | [28 empty] | 0 | [7 empty] | 0 | [14 empty] | 0 | 0 | 0 | 0 | [6 empty] | 0
|  |  | 0 | 0 | [5 empty] | 0 | [28 empty] | 0 | [7 empty] | 0 | [14 empty] | 0 | 0 | 0 | 0 | [6 empty] | 0
|  |  | 0 | 0 | [5 empty] | 0 | [28 empty] | 0 | [7 empty] | 0 | [14 empty] | 0 | 0 | 0 | 0 | [6 empty] | 0
|  |  | 0 | 0 | [5 empty] | 0 | [28 empty] | 0 | [7 empty] | 0 | [14 empty] | 0 | 0 | 0 | 0 | [6 empty] | 0
|  |  | 0 | 0 | [5 empty] | 0 | [28 empty] | 0 | [7 empty] | 0 | [14 empty] | 0 | 0 | 0 | 0 | [6 empty] | 0
|  |  | 0 | 0 | [5 empty] | 0 | [28 empty] | 0 | [7 empty] | 0 | [14 empty] | 0 | 0 | 0 | 0 | [6 empty] | 0
|  |  | 0 | 0 | [5 empty] | 0 | [28 empty] | 0 | [7 empty] | 0 | [14 empty] | 0 | 0 | 0 | 0 | [6 empty] | 0
|  |  | 0 | 0 | [5 empty] | 0 | [28 empty] | 0 | [7 empty] | 0 | [14 empty] | 0 | 0 | 0 | 0 | [6 empty] | 0
|  |  | 0 | 0 | [5 empty] | 0 | [28 empty] | 0 | [7 empty] | 0 | [14 empty] | 0 | 0 | 0 | 0 | [6 empty] | 0
|  |  | 0 | 0 | [5 empty] | 0 | [28 empty] | 0 | [7 empty] | 0 | [14 empty] | 0 | 0 | 0 | 0 | [6 empty] | 0
|  |  | 0 | 0 | [5 empty] | 0 | [28 empty] | 0 | [7 empty] | 0 | [14 empty] | 0 | 0 | 0 | 0 | [6 empty] | 0
|  |  | 0 | 0 | [5 empty] | 0 | [28 empty] | 0 | [7 empty] | 0 | [14 empty] | 0 | 0 | 0 | 0 | [6 empty] | 0
|  |  | 0 | 0 | [5 empty] | 0 | [28 empty] | 0 | [7 empty] | 0 | [14 empty] | 0 | 0 | 0 | 0 | [6 empty] | 0
|  |  | 0 | 0 | [5 empty] | 0 | [28 empty] | 0 | [7 empty] | 0 | [14 empty] | 0 | 0 | 0 | 0 | [6 empty] | 0
|  |  | 0 | 0 | [5 empty] | 0 | [28 empty] | 0 | [7 empty] | 0 | [14 empty] | 0 | 0 | 0 | 0 | [6 empty] | 0
|  |  | 0 | 0 | [5 empty] | 0 | [28 empty] | 0 | [7 empty] | 0 | [14 empty] | 0 | 0 | 0 | 0 | [6 empty] | 0
|  |  | 0 | 0 | [5 empty] | 0 | [28 empty] | 0 | [7 empty] | 0 | [14 empty] | 0 | 0 | 0 | 0 | [6 empty] | 0
|  |  | 0 | 0 | [5 empty] | 0 | [28 empty] | 0 | [7 empty] | 0 | [14 empty] | 0 | 0 | 0 | 0 | [6 empty] | 0
|  |  | 0 | 0 | [5 empty] | 0 | [28 empty] | 0 | [7 empty] | 0 | [14 empty] | 0 | 0 | 0 | 0 | [6 empty] | 0
|  |  | 0 | 0 | [5 empty] | 0 | [28 empty] | 0 | [7 empty] | 0 | [14 empty] | 0 | 0 | 0 | 0 | [6 empty] | 0
|  |  | 0 | 0 | [5 empty] | 0 | [28 empty] | 0 | [7 empty] | 0 | [14 empty] | 0 | 0 | 0 | 0 | [6 empty] | 0
|  |  | 0 | 0 | [5 empty] | 0 | [28 empty] | 0 | [7 empty] | 0 | [14 empty] | 0 | 0 | 0 | 0 | [6 empty] | 0
|  |  | 0 | 0 | [5 empty] | 0 | [28 empty] | 0 | [7 empty] | 0 | [14 empty] | 0 | 0 | 0 | 0 | [6 empty] | 0
|  |  | 0 | 0 | [5 empty] | 0 | [28 empty] | 0 | [7 empty] | 0 | [14 empty] | 0 | 0 | 0 | 0 | [6 empty] | 0
|  |  | 0 | 0 | [5 empty] | 0 | [28 empty] | 0 | [7 empty] | 0 | [14 empty] | 0 | 0 | 0 | 0 | [6 empty] | 0
|  |  | 0 | 0 | [5 empty] | 0 | [28 empty] | 0 | [7 empty] | 0 | [14 empty] | 0 | 0 | 0 | 0 | [6 empty] | 0
|  |  | 0 | 0 | [5 empty] | 0 | [28 empty] | 0 | [7 empty] | 0 | [14 empty] | 0 | 0 | 0 | 0 | [6 empty] | 0
|  |  | 0 | 0 | [5 empty] | 0 | [28 empty] | 0 | [7 empty] | 0 | [14 empty] | 0 | 0 | 0 | 0 | [6 empty] | 0
|  |  | 0 | 0 | [5 empty] | 0 | [28 empty] | 0 | [7 empty] | 0 | [14 empty] | 0 | 0 | 0 | 0 | [6 empty] | 0
|  |  | 0 | 0 | [5 empty] | 0 | [28 empty] | 0 | [7 empty] | 0 | [14 empty] | 0 | 0 | 0 | 0 | [6 empty] | 0
|  |  | 0 | 0 | [5 empty] | 0 | [28 empty] | 0 | [7 empty] | 0 | [14 empty] | 0 | 0 | 0 | 0 | [6 empty] | 0
|  |  | 0 | 0 | [5 empty] | 0 | [28 empty] | 0 | [7 empty] | 0 | [14 empty] | 0 | 0 | 0 | 0 | [6 empty] | 0
|  |  | 0 | 0 | [5 empty] | 0 | [28 empty] | 0 | [7 empty] | 0 | [14 empty] | 0 | 0 | 0 | 0 | [6 empty] | 0
|  |  | 0 | 0 | [5 empty] | 0 | [28 empty] | 0 | [7 empty] | 0 | [14 empty] | 0 | 0 | 0 | 0 | [6 empty] | 0
|  |  | 0 | 0 | [5 empty] | 0 | [28 empty] | 0 | [7 empty] | 0 | [14 empty] | 0 | 0 | 0 | 0 | [6 empty] | 0
|  |  | 0 | 0 | [5 empty] | 0 | [28 empty] | 0 | [7 empty] | 0 | [14 empty] | 0 | 0 | 0 | 0 | [6 empty] | 0
|  |  | 0 | 0 | [5 empty] | 0 | [28 empty] | 0 | [7 empty] | 0 | [14 empty] | 0 | 0 | 0 | 0 | [6 empty] | 0
|  |  | 0 | 0 | [5 empty] | 0 | [28 empty] | 0 | [7 empty] | 0 | [14 empty] | 0 | 0 | 0 | 0 | [6 empty] | 0
|  |  | 0 | 0 | [5 empty] | 0 | [28 empty] | 0 | [7 empty] | 0 | [14 empty] | 0 | 0 | 0 | 0 | [6 empty] | 0
|  |  | 0 | 0 | [5 empty] | 0 | [28 empty] | 0 | [7 empty] | 0 | [14 empty] | 0 | 0 | 0 | 0 | [6 empty] | 0
|  |  | 0 | 0 | [5 empty] | 0 | [28 empty] | 0 | [7 empty] | 0 | [14 empty] | 0 | 0 | 0 | 0 | [6 empty] | 0
|  |  | 0 | 0 | [5 empty] | 0 | [28 empty] | 0 | [7 empty] | 0 | [14 empty] | 0 | 0 | 0 | 0 | [6 empty] | 0
|  |  | 0 | 0 | [5 empty] | 0 | [28 empty] | 0 | [7 empty] | 0 | [14 empty] | 0 | 0 | 0 | 0 | [6 empty] | 0
|  |  | 0 | 0 | [5 empty] | 0 | [28 empty] | 0 | [7 empty] | 0 | [13 empty] | 1 | 0 | 0 | 0 | 0 | [6 empty] | 0
|  |  | 0 | 0 | [5 empty] | 0 | [28 empty] | 0 | [7 empty] | 0 | [13 empty] | 1 | 0 | 0 | 0 | 0 | [6 empty] | 0
|  |  | 0 | 0 | [5 empty] | 0 | [28 empty] | 0 | [7 empty] | 0 | [13 empty] | 1 | 0 | 0 | 0 | 0 | [6 empty] | 0
|  |  | 0 | 0 | [5 empty] | 0 | [28 empty] | 0 | [7 empty] | 0 | [13 empty] | 1 | 0 | 0 | 0 | 0 | [6 empty] | 0
|  |  | 0 | 0 | [5 empty] | 0 | [28 empty] | 0 | [7 empty] | 0 | [13 empty] | 1 | 0 | 0 | 0 | 0 | [6 empty] | 0
|  |  | 0 | 0 | [5 empty] | 0 | [28 empty] | 0 | [7 empty] | 0 | [13 empty] | 1 | 0 | 0 | 0 | 0 | [6 empty] | 0
|  |  | 0 | 0 | [5 empty] | 0 | [28 empty] | 0 | [7 empty] | 0 | [13 empty] | 1 | 0 | 0 | 0 | 0 | [6 empty] | 0
|  |  | 0 | 0 | [5 empty] | 0 | [28 empty] | 0 | [7 empty] | 0 | [13 empty] | 1 | 0 | 0 | 0 | 0 | [6 empty] | 0
|  |  | 0 | 0 | [5 empty] | 0 | [28 empty] | 0 | [7 empty] | 0 | [13 empty] | 1 | 0 | 0 | 0 | 0 | [6 empty] | 0
|  |  | 0 | 0 | [5 empty] | 0 | [28 empty] | 0 | [7 empty] | 0 | [13 empty] | 1 | 0 | 0 | 0 | 0 | [6 empty] | 0
|  |  | 0 | 0 | [5 empty] | 0 | [28 empty] | 0 | [7 empty] | 0 | [13 empty] | 1 | 0 | 0 | 0 | 0 | [6 empty] | 0
|  |  | 0 | 0 | [5 empty] | 0 | [28 empty] | 0 | [7 empty] | 0 | [13 empty] | 1 | 0 | 0 | 0 | 0 | [6 empty] | 0
|  |  | 0 | 0 | [5 empty] | 0 | [28 empty] | 0 | [7 empty] | 0 | [13 empty] | 1 | 0 | 0 | 0 | 0 | [6 empty] | 0
|  |  | 0 | 0 | [5 empty] | 0 | [28 empty] | 0 | [7 empty] | 0 | [13 empty] | 1 | 0 | 0 | 0 | 0 | [6 empty] | 0
|  |  | 0 | 0 | [5 empty] | 0 | [28 empty] | 0 | [7 empty] | 0 | [14 empty] | 0 | 0 | 0 | 0 | [6 empty] | 0
|  |  | 0 | 0 | [5 empty] | 0 | [28 empty] | 0 | [7 empty] | 0 | [14 empty] | 0 | 0 | 0 | 0 | [6 empty] | 0
|  |  | 0 | 0 | [5 empty] | 0 | [28 empty] | 0 | [7 empty] | 0 | [14 empty] | 0 | 0 | 0 | 0 | [6 empty] | 0
|  |  | 0 | 0 | [5 empty] | 0 | [28 empty] | 0 | [7 empty] | 0 | [14 empty] | 0 | 0 | 0 | 0 | [6 empty] | 0
|  |  | 0 | 0 | [5 empty] | 0 | [28 empty] | 0 | [7 empty] | 0 | [14 empty] | 0 | 0 | 0 | 0 | [6 empty] | 0
|  |  | 0 | 0 | [5 empty] | 0 | [28 empty] | 0 | [7 empty] | 0 | [14 empty] | 0 | 0 | 0 | 0 | [6 empty] | 0
|  |  | 0 | 0 | [5 empty] | 0 | [28 empty] | 0 | [7 empty] | 0 | [14 empty] | 0 | 0 | 0 | 0 | [6 empty] | 0
|  |  | 0 | 0 | [5 empty] | 0 | [28 empty] | 0 | [7 empty] | 0 | [14 empty] | 0 | 0 | 0 | 0 | [6 empty] | 0
|  |  | 0 | 0 | [5 empty] | 0 | [28 empty] | 0 | [7 empty] | 0 | [14 empty] | 0 | 0 | 0 | 0 | [6 empty] | 0
|  |  | 0 | 0 | [5 empty] | 0 | [28 empty] | 0 | [7 empty] | 0 | [14 empty] | 0 | 0 | 0 | 0 | [6 empty] | 0
|  |  | 0 | 0 | [5 empty] | 0 | [28 empty] | 0 | [7 empty] | 0 | [14 empty] | 0 | 0 | 0 | 0 | [6 empty] | 0
|  |  | 0 | 0 | [5 empty] | 0 | [28 empty] | 0 | [7 empty] | 0 | [14 empty] | 0 | 0 | 0 | 0 | [6 empty] | 0
|  |  | 0 | 0 | [5 empty] | 0 | [28 empty] | 0 | [7 empty] | 0 | [14 empty] | 0 | 0 | 0 | 0 | [6 empty] | 0
|  |  | 0 | 0 | [5 empty] | 0 | [28 empty] | 0 | [7 empty] | 0 | [14 empty] | 0 | 0 | 0 | 0 | [6 empty] | 0
|  |  | 0 | 0 | [5 empty] | 0 | [28 empty] | 0 | [7 empty] | 0 | [14 empty] | 0 | 0 | 0 | 0 | [6 empty] | 0
|  |  | 0 | 0 | [5 empty] | 0 | [28 empty] | 0 | [7 empty] | 0 | [14 empty] | 0 | 0 | 0 | 0 | [6 empty] | 0
|  |  | 0 | 0 | [5 empty] | 0 | [28 empty] | 0 | [7 empty] | 0 | [14 empty] | 0 | 0 | 0 | 0 | [6 empty] | 0
|  |  | 0 | 0 | [5 empty] | 0 | [28 empty] | 0 | [7 empty] | 0 | [14 empty] | 0 | 0 | 0 | 0 | [6 empty] | 0
|  |  | 0 | 0 | [5 empty] | 0 | [28 empty] | 0 | [7 empty] | 0 | [14 empty] | 0 | 0 | 0 | 0 | [6 empty] | 0
|  |  | 0 | 0 | [5 empty] | 0 | [28 empty] | 0 | [7 empty] | 0 | [14 empty] | 0 | 0 | 0 | 0 | [6 empty] | 0
|  |  | 0 | 0 | [5 empty] | 0 | [28 empty] | 0 | [7 empty] | 0 | [14 empty] | 0 | 0 | 0 | 0 | [6 empty] | 0
|  |  | 0 | 0 | [5 empty] | 0 | [28 empty] | 0 | [7 empty] | 0 | [14 empty] | 0 | 0 | 0 | 0 | [6 empty] | 0
|  |  | 0 | 0 | [5 empty] | 0 | [28 empty] | 0 | [7 empty] | 0 | [14 empty] | 0 | 0 | 0 | 0 | [6 empty] | 0
|  |  | 0 | 0 | [5 empty] | 0 | [28 empty] | 0 | [7 empty] | 0 | [14 empty] | 0 | 0 | 0 | 0 | [6 empty] | 0
|  |  | 0 | 0 | [5 empty] | 0 | [28 empty] | 0 | [7 empty] | 0 | [14 empty] | 0 | 0 | 0 | 0 | [6 empty] | 0
|  |  | 0 | 0 | [5 empty] | 0 | [28 empty] | 0 | [7 empty] | 0 | [14 empty] | 0 | 0 | 0 | 0 | [6 empty] | 0
|  |  | 0 | 0 | [5 empty] | 0 | [28 empty] | 0 | [7 empty] | 0 | [14 empty] | 0 | 0 | 0 | 0 | [6 empty] | 0
|  |  | 0 | 0 | [5 empty] | 0 | [28 empty] | 0 | [7 empty] | 0 | [14 empty] | 0 | 0 | 0 | 0 | [6 empty] | 0
|  |  | 0 | 0 | [5 empty] | 0 | [28 empty] | 0 | [7 empty] | 0 | [14 empty] | 0 | 0 | 0 | 0 | [6 empty] | 0
|  |  | 0 | 0 | [5 empty] | 0 | [28 empty] | 0 | [7 empty] | 0 | [14 empty] | 0 | 0 | 0 | 0 | [6 empty] | 0
|  |  | 0 | 0 | [5 empty] | 0 | [28 empty] | 0 | [7 empty] | 0 | [14 empty] | 0 | 0 | 0 | 0 | [6 empty] | 0
|  |  | 0 | 0 | [5 empty] | 0 | [28 empty] | 0 | [7 empty] | 0 | [14 empty] | 0 | 0 | 0 | 0 | [6 empty] | 0
|  |  | 0 | 0 | [5 empty] | 0 | [28 empty] | 0 | [7 empty] | 0 | [14 empty] | 0 | 0 | 0 | 0 | [6 empty] | 0
|  |  | 0 | 0 | [5 empty] | 0 | [28 empty] | 0 | [7 empty] | 0 | [14 empty] | 0 | 0 | 0 | 0 | [6 empty] | 0
|  |  | 0 | 0 | [5 empty] | 0 | [28 empty] | 0 | [7 empty] | 0 | [14 empty] | 0 | 0 | 0 | 0 | [6 empty] | 0
|  |  | 0 | 0 | [5 empty] | 0 | [28 empty] | 0 | [7 empty] | 0 | [14 empty] | 0 | 0 | 0 | 0 | [6 empty] | 0
|  |  | 0 | 0 | [5 empty] | 0 | [28 empty] | 0 | [7 empty] | 0 | [14 empty] | 0 | 0 | 0 | 0 | [6 empty] | 0
|  |  | 0 | 0 | [5 empty] | 0 | [28 empty] | 0 | [7 empty] | 0 | [14 empty] | 0 | 0 | 0 | 0 | [6 empty] | 0
|  |  | 0 | 0 | [5 empty] | 0 | [28 empty] | 0 | [7 empty] | 0 | [14 empty] | 0 | 0 | 0 | 0 | [6 empty] | 0
|  |  | 0 | 0 | [5 empty] | 0 | [28 empty] | 0 | [7 empty] | 0 | [14 empty] | 0 | 0 | 0 | 0 | [6 empty] | 0
|  |  | 0 | 0 | [5 empty] | 0 | [28 empty] | 0 | [7 empty] | 0 | [14 empty] | 0 | 0 | 0 | 0 | [6 empty] | 0
|  |  | 0 | 0 | [5 empty] | 0 | [28 empty] | 0 | [7 empty] | 0 | [14 empty] | 0 | 0 | 0 | 0 | [6 empty] | 0
|  |  | 0 | 0 | [5 empty] | 0 | [28 empty] | 0 | [7 empty] | 0 | [14 empty] | 0 | 0 | 0 | 0 | [6 empty] | 0
|  |  | 0 | 0 | [5 empty] | 0 | [28 empty] | 0 | [7 empty] | 0 | [14 empty] | 0 | 0 | 0 | 0 | [6 empty] | 0
|  |  | 0 | 0 | [5 empty] | 0 | [28 empty] | 0 | [7 empty] | 0 | [14 empty] | 0 | 0 | 0 | 0 | [6 empty] | 0
|  |  | 0 | 0 | [5 empty] | 0 | [28 empty] | 0 | [7 empty] | 0 | [14 empty] | 0 | 0 | 0 | 0 | [6 empty] | 0
|  |  | 0 | 0 | [5 empty] | 0 | [28 empty] | 0 | [7 empty] | 0 | [14 empty] | 0 | 0 | 0 | 0 | [6 empty] | 0
|  |  | 0 | 0 | [5 empty] | 0 | [28 empty] | 0 | [7 empty] | 0 | [14 empty] | 0 | 0 | 0 | 0 | [6 empty] | 0
|  |  | 0 | 0 | [5 empty] | 0 | [28 empty] | 0 | [7 empty] | 0 | [14 empty] | 0 | 0 | 0 | 0 | [6 empty] | 0
|  |  | 0 | 0 | [5 empty] | 0 | [28 empty] | 0 | [7 empty] | 0 | [14 empty] | 0 | 0 | 0 | 0 | [6 empty] | 0
|  |  | 0 | 0 | [5 empty] | 0 | [28 empty] | 0 | [7 empty] | 0 | [14 empty] | 0 | 0 | 0 | 0 | [6 empty] | 0
|  |  | 0 | 0 | [5 empty] | 0 | [28 empty] | 0 | [7 empty] | 0 | [14 empty] | 0 | 0 | 0 | 0 | [6 empty] | 0
|  |  | 0 | 0 | [5 empty] | 0 | [28 empty] | 0 | [7 empty] | 0 | [14 empty] | 0 | 0 | 0 | 0 | [6 empty] | 0
|  |  | 0 | 0 | [5 empty] | 0 | [28 empty] | 0 | [7 empty] | 0 | [14 empty] | 0 | 0 | 0 | 0 | [6 empty] | 0
|  |  | 0 | 0 | [5 empty] | 0 | [28 empty] | 0 | [7 empty] | 0 | [14 empty] | 0 | 0 | 0 | 0 | [6 empty] | 0
|  |  | 0 | 0 | [5 empty] | 0 | [28 empty] | 0 | [7 empty] | 0 | [14 empty] | 0 | 0 | 0 | 0 | [6 empty] | 0
|  |  | 0 | 0 | [5 empty] | 0 | [28 empty] | 0 | [7 empty] | 0 | [14 empty] | 0 | 0 | 0 | 0 | [6 empty] | 0
|  |  | 0 | 0 | [5 empty] | 0 | [28 empty] | 0 | [7 empty] | 0 | [14 empty] | 0 | 0 | 0 | 0 | [6 empty] | 0
|  |  | 0 | 0 | [5 empty] | 0 | [28 empty] | 0 | [7 empty] | 0 | [14 empty] | 0 | 0 | 0 | 0 | [6 empty] | 0
|  |  | 0 | 0 | [5 empty] | 0 | [28 empty] | 0 | [7 empty] | 0 | [14 empty] | 0 | 0 | 0 | 0 | [6 empty] | 0

## Analysis_SP
GAP ANALYSIS OF COLD CHAIN EQUIPMENT AT THE SERVICE DELIVERY POINTS | [25 empty] | Segmentation of health facilities (Health Facility) | [16 empty] | Age Refrigerators Health Facility
| Total |  | 0 | 0 | 0 | 0 | 0 | 0 | 0 | 0 | 0 | 0 | 0 | 0 | 0 | 0 | 0 |  | 0 | 0 | 0 | 0 | 0 | 0 |  | 0 | 0 | 0 | 0 | 0 | 0 | 0 | 0 | 0 |  |  | 0 | 0 | 0 | 0 | 0 | [13 empty] | 0 | 0 | 0 | 0 |  | 0 | 0 | 0 | 0 | 0 | 0 |  | 0 | #DIV/0!
| Pourcentage |  |  |  |  | #DIV/0! | #DIV/0! | #DIV/0! | #DIV/0! | #DIV/0! |  |  | #DIV/0! | #DIV/0! | #DIV/0! | #DIV/0! | #DIV/0! |  |  | #DIV/0! | #DIV/0! | #DIV/0! | #DIV/0! | #DIV/0! |  | #DIV/0! | #DIV/0! | #DIV/0! | #DIV/0! | #DIV/0! | #DIV/0! | #DIV/0! | #DIV/0! | #DIV/0! |  |  | #DIV/0! | #DIV/0! | #DIV/0! | #DIV/0! | #DIV/0! | [13 empty] | #DIV/0! | #DIV/0! | #DIV/0! | #DIV/0! |  | #DIV/0! | #DIV/0! | #DIV/0! | #DIV/0! | #DIV/0! | #DIV/0! |  | #DIV/0! | #DIV/0!
[30 empty] | CC capacity ranges (litres) | 5 | 36 | 70 | 100
|  |  | Live births | Total number of SP | Distance to supply average SP, km | Distribution of CCE per functional status | [5 empty] | Distribution of refrigerators per functional status | [6 empty] | Distribution of freezers per functional status | [6 empty] | Segmentation of health facilities (Health Facility) | [10 empty] | Source of energy Refrigerators Health Facility | [5 empty] | Age Refrigerators | Refrigerators | Refrigerators | Refrigerators | Refrigerators | Refrigerators | Age Refrigerators | [5 empty] | Distribution of equipment per age - SP |  |  |  |  | Replacement estimated | [6 empty] | Population deserved by PQS CCE
District | Sub-District/ District Hospital (LD) | Coverage Penta-3 |  |  |  | Functional | Not Functional | Damaged | Commisionning | Not installed | Total | No. of refrigerators | Functional | Not Functional | Damaged | Commisionning | Not installed | % of CCE | No. of freezers | Functional | Not Functional | Damaged | Commisionning | Not installed | % of CCE | with electricity | with CCE | with functional CCE | with non functional CCE | w/o CCE | vaccine volume < 5 | vaccine volume <= 36 | vaccine volume <= 70 | vaccine volume <= 100 |  | No. of annual births per service | Electricity | Solar | Gas | Kerosene | SD |  | All Refrigerators | Functional | Not Functional | Damaged | Commisionning | Not installed | Electricity | Solar | Gas | Kerosene | SD |  | <=5years | 5-10years | 10-15years | >15years |  | 2021 | 2022 | 2023 | 2024 | 2025 | Total Replacement estimated |  | Total | Percentage | 0
A | B | C | D | E | F | G | H | I | J | K | L | M | N | O | P | Q | R | S | T | U | V | W | X | Y | Z | AA | AB | AC | AD | AE | AF | AG | AH | AI | AJ | AK | AL | AM | AN | AO | AP | AQ | AR | AS | AT | AU | AV | AW | AX | AY | AZ | BA | BB | BC | BD | BE | BF | BG | BH | BI | BJ | BK | BL | BM | BN | BO | BP | BQ | BS
|  |  | 0 | [7 empty] | 0 | [43 empty] | 0 | 0 | 0 | 0 | [6 empty] | 0 |  | 0 | #DIV/0!
|  |  | 0 | [7 empty] | 0 | [43 empty] | 0 | 0 | 0 | 0 | [6 empty] | 0 |  | 0 | #DIV/0!
|  |  | 0 | [7 empty] | 0 | [43 empty] | 0 | 0 | 0 | 0 | [6 empty] | 0 |  | 0 | #DIV/0!
|  |  | 0 | [7 empty] | 0 | [43 empty] | 0 | 0 | 0 | 0 | [6 empty] | 0 |  | 0 | #DIV/0!
|  |  | 0 | [7 empty] | 0 | [43 empty] | 0 | 0 | 0 | 0 | [6 empty] | 0 |  | 0 | #DIV/0!
|  |  | 0 | [7 empty] | 0 | [43 empty] | 0 | 0 | 0 | 0 | [6 empty] | 0 |  | 0 | #DIV/0!
|  |  | 0 | [7 empty] | 0 | [43 empty] | 0 | 0 | 0 | 0 | [6 empty] | 0 |  | 0 | #DIV/0!
|  |  | 0 | [7 empty] | 0 | [43 empty] | 0 | 0 | 0 | 0 | [6 empty] | 0 |  | 0 | #DIV/0!
|  |  | 0 | [7 empty] | 0 | [43 empty] | 0 | 0 | 0 | 0 | [6 empty] | 0 |  | 0 | #DIV/0!
|  |  | 0 | [7 empty] | 0 | [43 empty] | 0 | 0 | 0 | 0 | [6 empty] | 0 |  | 0 | #DIV/0!
|  |  | 0 | [7 empty] | 0 | [43 empty] | 0 | 0 | 0 | 0 | [6 empty] | 0 |  | 0 | #DIV/0!
|  |  | 0 | [7 empty] | 0 | [43 empty] | 0 | 0 | 0 | 0 | [6 empty] | 0 |  | 0 | #DIV/0!
|  |  | 0 | [7 empty] | 0 | [43 empty] | 0 | 0 | 0 | 0 | [6 empty] | 0 |  | 0 | #DIV/0!
|  |  | 0 | [7 empty] | 0 | [43 empty] | 0 | 0 | 0 | 0 | [6 empty] | 0 |  | 0 | #DIV/0!
|  |  | 0 | [7 empty] | 0 | [43 empty] | 0 | 0 | 0 | 0 | [6 empty] | 0 |  | 0 | #DIV/0!
|  |  | 0 | [7 empty] | 0 | [43 empty] | 0 | 0 | 0 | 0 | [6 empty] | 0 |  | 0 | #DIV/0!
|  |  | 0 | [7 empty] | 0 | [43 empty] | 0 | 0 | 0 | 0 | [6 empty] | 0 |  | 0 | #DIV/0!
|  |  | 0 | [7 empty] | 0 | [43 empty] | 0 | 0 | 0 | 0 | [6 empty] | 0 |  | 0 | #DIV/0!
|  |  | 0 | [7 empty] | 0 | [43 empty] | 0 | 0 | 0 | 0 | [6 empty] | 0 |  | 0 | #DIV/0!
|  |  | 0 | [7 empty] | 0 | [43 empty] | 0 | 0 | 0 | 0 | [6 empty] | 0 |  | 0 | #DIV/0!
|  |  | 0 | [7 empty] | 0 | [43 empty] | 0 | 0 | 0 | 0 | [6 empty] | 0 |  | 0 | #DIV/0!
|  |  | 0 | [7 empty] | 0 | [43 empty] | 0 | 0 | 0 | 0 | [6 empty] | 0 |  | 0 | #DIV/0!
|  |  | 0 | [7 empty] | 0 | [43 empty] | 0 | 0 | 0 | 0 | [6 empty] | 0 |  | 0 | #DIV/0!
|  |  | 0 | [7 empty] | 0 | [43 empty] | 0 | 0 | 0 | 0 | [6 empty] | 0 |  | 0 | #DIV/0!
|  |  | 0 | [7 empty] | 0 | [43 empty] | 0 | 0 | 0 | 0 | [6 empty] | 0 |  | 0 | #DIV/0!
|  |  | 0 | [7 empty] | 0 | [43 empty] | 0 | 0 | 0 | 0 | [6 empty] | 0 |  | 0 | #DIV/0!
|  |  | 0 | [7 empty] | 0 | [43 empty] | 0 | 0 | 0 | 0 | [6 empty] | 0 |  | 0 | #DIV/0!
|  |  | 0 | [7 empty] | 0 | [43 empty] | 0 | 0 | 0 | 0 | [6 empty] | 0 |  | 0 | #DIV/0!
|  |  | 0 | [7 empty] | 0 | [43 empty] | 0 | 0 | 0 | 0 | [6 empty] | 0 |  | 0 | #DIV/0!
|  |  | 0 | [7 empty] | 0 | [43 empty] | 0 | 0 | 0 | 0 | [6 empty] | 0 |  | 0 | #DIV/0!
|  |  | 0 | [7 empty] | 0 | [43 empty] | 0 | 0 | 0 | 0 | [6 empty] | 0 |  | 0 | #DIV/0!
|  |  | 0 | [7 empty] | 0 | [43 empty] | 0 | 0 | 0 | 0 | [6 empty] | 0 |  | 0 | #DIV/0!
|  |  | 0 | [7 empty] | 0 | [43 empty] | 0 | 0 | 0 | 0 | [6 empty] | 0 |  | 0 | #DIV/0!
|  |  | 0 | [7 empty] | 0 | [43 empty] | 0 | 0 | 0 | 0 | [6 empty] | 0 |  | 0 | #DIV/0!
|  |  | 0 | [7 empty] | 0 | [43 empty] | 0 | 0 | 0 | 0 | [6 empty] | 0 |  | 0 | #DIV/0!
|  |  | 0 | [7 empty] | 0 | [43 empty] | 0 | 0 | 0 | 0 | [6 empty] | 0 |  | 0 | #DIV/0!
|  |  | 0 | [7 empty] | 0 | [43 empty] | 0 | 0 | 0 | 0 | [6 empty] | 0 |  | 0 | #DIV/0!
|  |  | 0 | [7 empty] | 0 | [43 empty] | 0 | 0 | 0 | 0 | [6 empty] | 0 |  | 0 | #DIV/0!
|  |  | 0 | [7 empty] | 0 | [43 empty] | 0 | 0 | 0 | 0 | [6 empty] | 0 |  | 0 | #DIV/0!
|  |  | 0 | [7 empty] | 0 | [43 empty] | 0 | 0 | 0 | 0 | [6 empty] | 0 |  | 0 | #DIV/0!
|  |  | 0 | [7 empty] | 0 | [43 empty] | 0 | 0 | 0 | 0 | [6 empty] | 0 |  | 0 | #DIV/0!
|  |  | 0 | [7 empty] | 0 | [43 empty] | 0 | 0 | 0 | 0 | [6 empty] | 0 |  | 0 | #DIV/0!
|  |  | 0 | [7 empty] | 0 | [43 empty] | 0 | 0 | 0 | 0 | [6 empty] | 0 |  | 0 | #DIV/0!
|  |  | 0 | [7 empty] | 0 | [43 empty] | 0 | 0 | 0 | 0 | [6 empty] | 0 |  | 0 | #DIV/0!
|  |  | 0 | [7 empty] | 0 | [43 empty] | 0 | 0 | 0 | 0 | [6 empty] | 0 |  | 0 | #DIV/0!
|  |  | 0 | [7 empty] | 0 | [43 empty] | 0 | 0 | 0 | 0 | [6 empty] | 0 |  | 0 | #DIV/0!
|  |  | 0 | [7 empty] | 0 | [43 empty] | 0 | 0 | 0 | 0 | [6 empty] | 0 |  | 0 | #DIV/0!
|  |  | 0 | [7 empty] | 0 | [43 empty] | 0 | 0 | 0 | 0 | [6 empty] | 0 |  | 0 | #DIV/0!
|  |  | 0 | [7 empty] | 0 | [43 empty] | 0 | 0 | 0 | 0 | [6 empty] | 0 |  | 0 | #DIV/0!
|  |  | 0 | [7 empty] | 0 | [43 empty] | 0 | 0 | 0 | 0 | [6 empty] | 0 |  | 0 | #DIV/0!
|  |  | 0 | [7 empty] | 0 | [43 empty] | 0 | 0 | 0 | 0 | [6 empty] | 0 |  | 0 | #DIV/0!
|  |  | 0 | [7 empty] | 0 | [43 empty] | 0 | 0 | 0 | 0 | [6 empty] | 0 |  | 0 | #DIV/0!
|  |  | 0 | [7 empty] | 0 | [43 empty] | 0 | 0 | 0 | 0 | [6 empty] | 0 |  | 0 | #DIV/0!
|  |  | 0 | [7 empty] | 0 | [43 empty] | 0 | 0 | 0 | 0 | [6 empty] | 0 |  | 0 | #DIV/0!
|  |  | 0 | [7 empty] | 0 | [43 empty] | 0 | 0 | 0 | 0 | [6 empty] | 0 |  | 0 | #DIV/0!
|  |  | 0 | [7 empty] | 0 | [43 empty] | 0 | 0 | 0 | 0 | [6 empty] | 0 |  | 0 | #DIV/0!
|  |  | 0 | [7 empty] | 0 | [43 empty] | 0 | 0 | 0 | 0 | [6 empty] | 0 |  | 0 | #DIV/0!
|  |  | 0 | [7 empty] | 0 | [43 empty] | 0 | 0 | 0 | 0 | [6 empty] | 0 |  | 0 | #DIV/0!
|  |  | 0 | [7 empty] | 0 | [43 empty] | 0 | 0 | 0 | 0 | [6 empty] | 0 |  | 0 | #DIV/0!
|  |  | 0 | [7 empty] | 0 | [43 empty] | 0 | 0 | 0 | 0 | [6 empty] | 0 |  | 0 | #DIV/0!
|  |  | 0 | [7 empty] | 0 | [43 empty] | 0 | 0 | 0 | 0 | [6 empty] | 0 |  | 0 | #DIV/0!
|  |  | 0 | [7 empty] | 0 | [43 empty] | 0 | 0 | 0 | 0 | [6 empty] | 0 |  | 0 | #DIV/0!
|  |  | 0 | [7 empty] | 0 | [43 empty] | 0 | 0 | 0 | 0 | [6 empty] | 0 |  | 0 | #DIV/0!
|  |  | 0 | [7 empty] | 0 | [43 empty] | 0 | 0 | 0 | 0 | [6 empty] | 0 |  | 0 | #DIV/0!
|  |  | 0 | [7 empty] | 0 | [43 empty] | 0 | 0 | 0 | 0 | [6 empty] | 0 |  | 0 | #DIV/0!
|  |  | 0 | [7 empty] | 0 | [43 empty] | 0 | 0 | 0 | 0 | [6 empty] | 0 |  | 0 | #DIV/0!
|  |  | 0 | [7 empty] | 0 | [43 empty] | 0 | 0 | 0 | 0 | [6 empty] | 0 |  | 0 | #DIV/0!
|  |  | 0 | [7 empty] | 0 | [43 empty] | 0 | 0 | 0 | 0 | [6 empty] | 0 |  | 0 | #DIV/0!
|  |  | 0 | [7 empty] | 0 | [43 empty] | 0 | 0 | 0 | 0 | [6 empty] | 0 |  | 0 | #DIV/0!
|  |  | 0 | [7 empty] | 0 | [43 empty] | 0 | 0 | 0 | 0 | [6 empty] | 0 |  | 0 | #DIV/0!
|  |  | 0 | [7 empty] | 0 | [43 empty] | 0 | 0 | 0 | 0 | [6 empty] | 0 |  | 0 | #DIV/0!
|  |  | 0 | [7 empty] | 0 | [43 empty] | 0 | 0 | 0 | 0 | [6 empty] | 0 |  | 0 | #DIV/0!
|  |  | 0 | [7 empty] | 0 | [43 empty] | 0 | 0 | 0 | 0 | [6 empty] | 0 |  | 0 | #DIV/0!
|  |  | 0 | [7 empty] | 0 | [43 empty] | 0 | 0 | 0 | 0 | [6 empty] | 0 |  | 0 | #DIV/0!
|  |  | 0 | [7 empty] | 0 | [43 empty] | 0 | 0 | 0 | 0 | [6 empty] | 0 |  | 0 | #DIV/0!
|  |  | 0 | [7 empty] | 0 | [43 empty] | 0 | 0 | 0 | 0 | [6 empty] | 0 |  | 0 | #DIV/0!
|  |  | 0 | [7 empty] | 0 | [43 empty] | 0 | 0 | 0 | 0 | [6 empty] | 0 |  | 0 | #DIV/0!
|  |  | 0 | [7 empty] | 0 | [43 empty] | 0 | 0 | 0 | 0 | [6 empty] | 0 |  | 0 | #DIV/0!
|  |  | 0 | [7 empty] | 0 | [43 empty] | 0 | 0 | 0 | 0 | [6 empty] | 0 |  | 0 | #DIV/0!
|  |  | 0 | [7 empty] | 0 | [43 empty] | 0 | 0 | 0 | 0 | [6 empty] | 0 |  | 0 | #DIV/0!
|  |  | 0 | [7 empty] | 0 | [43 empty] | 0 | 0 | 0 | 0 | [6 empty] | 0 |  | 0 | #DIV/0!
|  |  | 0 | [7 empty] | 0 | [43 empty] | 0 | 0 | 0 | 0 | [6 empty] | 0 |  | 0 | #DIV/0!
|  |  | 0 | [7 empty] | 0 | [43 empty] | 0 | 0 | 0 | 0 | [6 empty] | 0 |  | 0 | #DIV/0!
|  |  | 0 | [7 empty] | 0 | [43 empty] | 0 | 0 | 0 | 0 | [6 empty] | 0 |  | 0 | #DIV/0!
|  |  | 0 | [7 empty] | 0 | [43 empty] | 0 | 0 | 0 | 0 | [6 empty] | 0 |  | 0 | #DIV/0!
|  |  | 0 | [7 empty] | 0 | [43 empty] | 0 | 0 | 0 | 0 | [6 empty] | 0 |  | 0 | #DIV/0!
|  |  | 0 | [7 empty] | 0 | [43 empty] | 0 | 0 | 0 | 0 | [6 empty] | 0 |  | 0 | #DIV/0!
|  |  | 0 | [7 empty] | 0 | [43 empty] | 0 | 0 | 0 | 0 | [6 empty] | 0 |  | 0 | #DIV/0!
|  |  | 0 | [7 empty] | 0 | [43 empty] | 0 | 0 | 0 | 0 | [6 empty] | 0 |  | 0 | #DIV/0!
|  |  | 0 | [7 empty] | 0 | [43 empty] | 0 | 0 | 0 | 0 | [6 empty] | 0 |  | 0 | #DIV/0!
|  |  | 0 | [7 empty] | 0 | [43 empty] | 0 | 0 | 0 | 0 | [6 empty] | 0 |  | 0 | #DIV/0!
|  |  | 0 | [7 empty] | 0 | [43 empty] | 0 | 0 | 0 | 0 | [6 empty] | 0 |  | 0 | #DIV/0!
|  |  | 0 | [7 empty] | 0 | [43 empty] | 0 | 0 | 0 | 0 | [6 empty] | 0 |  | 0 | #DIV/0!
|  |  | 0 | [7 empty] | 0 | [43 empty] | 0 | 0 | 0 | 0 | [6 empty] | 0 |  | 0 | #DIV/0!
|  |  | 0 | [7 empty] | 0 | [43 empty] | 0 | 0 | 0 | 0 | [6 empty] | 0 |  | 0 | #DIV/0!
|  |  | 0 | [7 empty] | 0 | [43 empty] | 0 | 0 | 0 | 0 | [6 empty] | 0 |  | 0 | #DIV/0!
|  |  | 0 | [7 empty] | 0 | [43 empty] | 0 | 0 | 0 | 0 | [6 empty] | 0 |  | 0 | #DIV/0!
|  |  | 0 | [7 empty] | 0 | [43 empty] | 0 | 0 | 0 | 0 | [6 empty] | 0 |  | 0 | #DIV/0!
|  |  | 0 | [7 empty] | 0 | [43 empty] | 0 | 0 | 0 | 0 | [6 empty] | 0 |  | 0 | #DIV/0!
|  |  | 0 | [7 empty] | 0 | [43 empty] | 0 | 0 | 0 | 0 | [6 empty] | 0 |  | 0 | #DIV/0!
|  |  | 0 | [7 empty] | 0 | [43 empty] | 0 | 0 | 0 | 0 | [6 empty] | 0 |  | 0 | #DIV/0!
|  |  | 0 | [7 empty] | 0 | [43 empty] | 0 | 0 | 0 | 0 | [6 empty] | 0 |  | 0 | #DIV/0!
|  |  | 0 | [7 empty] | 0 | [43 empty] | 0 | 0 | 0 | 0 | [6 empty] | 0 |  | 0 | #DIV/0!
|  |  | 0 | [7 empty] | 0 | [43 empty] | 0 | 0 | 0 | 0 | [6 empty] | 0 |  | 0 | #DIV/0!
|  |  | 0 | [7 empty] | 0 | [43 empty] | 0 | 0 | 0 | 0 | [6 empty] | 0 |  | 0 | #DIV/0!
|  |  | 0 | [7 empty] | 0 | [43 empty] | 0 | 0 | 0 | 0 | [6 empty] | 0 |  | 0 | #DIV/0!
|  |  | 0 | [7 empty] | 0 | [43 empty] | 0 | 0 | 0 | 0 | [6 empty] | 0 |  | 0 | #DIV/0!
|  |  | 0 | [7 empty] | 0 | [43 empty] | 0 | 0 | 0 | 0 | [6 empty] | 0 |  | 0 | #DIV/0!
|  |  | 0 | [7 empty] | 0 | [43 empty] | 0 | 0 | 0 | 0 | [6 empty] | 0 |  | 0 | #DIV/0!
|  |  | 0 | [7 empty] | 0 | [43 empty] | 0 | 0 | 0 | 0 | [6 empty] | 0 |  | 0 | #DIV/0!
|  |  | 0 | [7 empty] | 0 | [43 empty] | 0 | 0 | 0 | 0 | [6 empty] | 0 |  | 0 | #DIV/0!
|  |  | 0 | [7 empty] | 0 | [43 empty] | 0 | 0 | 0 | 0 | [6 empty] | 0 |  | 0 | #DIV/0!
|  |  | 0 | [7 empty] | 0 | [43 empty] | 0 | 0 | 0 | 0 | [6 empty] | 0 |  | 0 | #DIV/0!
|  |  | 0 | [7 empty] | 0 | [43 empty] | 0 | 0 | 0 | 0 | [6 empty] | 0 |  | 0 | #DIV/0!
|  |  | 0 | [7 empty] | 0 | [43 empty] | 0 | 0 | 0 | 0 | [6 empty] | 0 |  | 0 | #DIV/0!
|  |  | 0 | [7 empty] | 0 | [43 empty] | 0 | 0 | 0 | 0 | [6 empty] | 0 |  | 0 | #DIV/0!
|  |  | 0 | [7 empty] | 0 | [43 empty] | 0 | 0 | 0 | 0 | [6 empty] | 0 |  | 0 | #DIV/0!
|  |  | 0 | [7 empty] | 0 | [43 empty] | 0 | 0 | 0 | 0 | [6 empty] | 0 |  | 0 | #DIV/0!
|  |  | 0 | [7 empty] | 0 | [43 empty] | 0 | 0 | 0 | 0 | [6 empty] | 0 |  | 0 | #DIV/0!
|  |  | 0 | [7 empty] | 0 | [43 empty] | 0 | 0 | 0 | 0 | [6 empty] | 0 |  | 0 | #DIV/0!
|  |  | 0 | [7 empty] | 0 | [43 empty] | 0 | 0 | 0 | 0 | [6 empty] | 0 |  | 0 | #DIV/0!
|  |  | 0 | [7 empty] | 0 | [43 empty] | 0 | 0 | 0 | 0 | [6 empty] | 0 |  | 0 | #DIV/0!
|  |  | 0 | [7 empty] | 0 | [43 empty] | 0 | 0 | 0 | 0 | [6 empty] | 0 |  | 0 | #DIV/0!
|  |  | 0 | [7 empty] | 0 | [43 empty] | 0 | 0 | 0 | 0 | [6 empty] | 0 |  | 0 | #DIV/0!
|  |  | 0 | [7 empty] | 0 | [43 empty] | 0 | 0 | 0 | 0 | [6 empty] | 0 |  | 0 | #DIV/0!
|  |  | 0 | [7 empty] | 0 | [43 empty] | 0 | 0 | 0 | 0 | [6 empty] | 0 |  | 0 | #DIV/0!
|  |  | 0 | [7 empty] | 0 | [43 empty] | 0 | 0 | 0 | 0 | [6 empty] | 0 |  | 0 | #DIV/0!
|  |  | 0 | [7 empty] | 0 | [43 empty] | 0 | 0 | 0 | 0 | [6 empty] | 0 |  | 0 | #DIV/0!
|  |  | 0 | [7 empty] | 0 | [43 empty] | 0 | 0 | 0 | 0 | [6 empty] | 0 |  | 0 | #DIV/0!
|  |  | 0 | [7 empty] | 0 | [43 empty] | 0 | 0 | 0 | 0 | [6 empty] | 0 |  | 0 | #DIV/0!
|  |  | 0 | [7 empty] | 0 | [43 empty] | 0 | 0 | 0 | 0 | [6 empty] | 0 |  | 0 | #DIV/0!
|  |  | 0 | [7 empty] | 0 | [43 empty] | 0 | 0 | 0 | 0 | [6 empty] | 0 |  | 0 | #DIV/0!
|  |  | 0 | [7 empty] | 0 | [43 empty] | 0 | 0 | 0 | 0 | [6 empty] | 0 |  | 0 | #DIV/0!
|  |  | 0 | [7 empty] | 0 | [43 empty] | 0 | 0 | 0 | 0 | [6 empty] | 0 |  | 0 | #DIV/0!
|  |  | 0 | [7 empty] | 0 | [43 empty] | 0 | 0 | 0 | 0 | [6 empty] | 0 |  | 0 | #DIV/0!
|  |  | 0 | [7 empty] | 0 | [43 empty] | 0 | 0 | 0 | 0 | [6 empty] | 0 |  | 0 | #DIV/0!
|  |  | 0 | [7 empty] | 0 | [43 empty] | 0 | 0 | 0 | 0 | [6 empty] | 0 |  | 0 | #DIV/0!
|  |  | 0 | [7 empty] | 0 | [43 empty] | 0 | 0 | 0 | 0 | [6 empty] | 0 |  | 0 | #DIV/0!
|  |  | 0 | [7 empty] | 0 | [43 empty] | 0 | 0 | 0 | 0 | [6 empty] | 0 |  | 0 | #DIV/0!
|  |  | 0 | [7 empty] | 0 | [23 empty] | 1 | [19 empty] | 0 | 0 | 0 | 0 | [6 empty] | 0 |  | 0 | #DIV/0!
|  |  | 0 | [7 empty] | 0 | [43 empty] | 0 | 0 | 0 | 0 | [6 empty] | 0 |  | 0 | #DIV/0!
|  |  | 0 | [7 empty] | 0 | [43 empty] | 0 | 0 | 0 | 0 | [6 empty] | 0 |  | 0 | #DIV/0!
|  |  | 0 | [7 empty] | 0 | [43 empty] | 0 | 0 | 0 | 0 | [6 empty] | 0 |  | 0 | #DIV/0!
|  |  | 0 | [7 empty] | 0 | [43 empty] | 0 | 0 | 0 | 0 | [6 empty] | 0 |  | 0 | #DIV/0!
|  |  | 0 | [7 empty] | 0 | [43 empty] | 0 | 0 | 0 | 0 | [6 empty] | 0 |  | 0 | #DIV/0!
|  |  | 0 | [7 empty] | 0 | [43 empty] | 0 | 0 | 0 | 0 | [6 empty] | 0 |  | 0 | #DIV/0!
|  |  | 0 | [7 empty] | 0 | [43 empty] | 0 | 0 | 0 | 0 | [6 empty] | 0 |  | 0 | #DIV/0!
|  |  | 0 | [7 empty] | 0 | [43 empty] | 0 | 0 | 0 | 0 | [6 empty] | 0 |  | 0 | #DIV/0!
|  |  | 0 | [7 empty] | 0 | [43 empty] | 0 | 0 | 0 | 0 | [6 empty] | 0 |  | 0 | #DIV/0!
|  |  | 0 | [7 empty] | 0 | [43 empty] | 0 | 0 | 0 | 0 | [6 empty] | 0 |  | 0 | #DIV/0!
|  |  | 0 | [7 empty] | 0 | [43 empty] | 0 | 0 | 0 | 0 | [6 empty] | 0 |  | 0 | #DIV/0!
|  |  | 0 | [7 empty] | 0 | [43 empty] | 0 | 0 | 0 | 0 | [6 empty] | 0 |  | 0 | #DIV/0!
|  |  | 0 | [7 empty] | 0 | [43 empty] | 0 | 0 | 0 | 0 | [6 empty] | 0 |  | 0 | #DIV/0!
|  |  | 0 | [7 empty] | 0 | [43 empty] | 0 | 0 | 0 | 0 | [6 empty] | 0 |  | 0 | #DIV/0!
|  |  | 0 | [7 empty] | 0 | [43 empty] | 0 | 0 | 0 | 0 | [6 empty] | 0 |  | 0 | #DIV/0!
|  |  | 0 | [7 empty] | 0 | [43 empty] | 0 | 0 | 0 | 0 | [6 empty] | 0 |  | 0 | #DIV/0!
|  |  | 0 | [7 empty] | 0 | [43 empty] | 0 | 0 | 0 | 0 | [6 empty] | 0 |  | 0 | #DIV/0!
|  |  | 0 | [7 empty] | 0 | [43 empty] | 0 | 0 | 0 | 0 | [6 empty] | 0 |  | 0 | #DIV/0!
|  |  | 0 | [7 empty] | 0 | [43 empty] | 0 | 0 | 0 | 0 | [6 empty] | 0 |  | 0 | #DIV/0!
|  |  | 0 | [7 empty] | 0 | [43 empty] | 0 | 0 | 0 | 0 | [6 empty] | 0 |  | 0 | #DIV/0!
|  |  | 0 | [7 empty] | 0 | [43 empty] | 0 | 0 | 0 | 0 | [6 empty] | 0 |  | 0 | #DIV/0!
|  |  | 0 | [7 empty] | 0 | [43 empty] | 0 | 0 | 0 | 0 | [6 empty] | 0 |  | 0 | #DIV/0!
|  |  | 0 | [7 empty] | 0 | [43 empty] | 0 | 0 | 0 | 0 | [6 empty] | 0 |  | 0 | #DIV/0!
|  |  | 0 | [7 empty] | 0 | [43 empty] | 0 | 0 | 0 | 0 | [6 empty] | 0 |  | 0 | #DIV/0!
|  |  | 0 | [7 empty] | 0 | [43 empty] | 0 | 0 | 0 | 0 | [6 empty] | 0 |  | 0 | #DIV/0!
|  |  | 0 | [7 empty] | 0 | [43 empty] | 0 | 0 | 0 | 0 | [6 empty] | 0 |  | 0 | #DIV/0!
|  |  | 0 | [7 empty] | 0 | [43 empty] | 0 | 0 | 0 | 0 | [6 empty] | 0 |  | 0 | #DIV/0!
|  |  | 0 | [7 empty] | 0 | [43 empty] | 0 | 0 | 0 | 0 | [6 empty] | 0 |  | 0 | #DIV/0!
|  |  | 0 | [7 empty] | 0 | [43 empty] | 0 | 0 | 0 | 0 | [6 empty] | 0 |  | 0 | #DIV/0!
|  |  | 0 | [7 empty] | 0 | [43 empty] | 0 | 0 | 0 | 0 | [6 empty] | 0 |  | 0 | #DIV/0!
|  |  | 0 | [7 empty] | 0 | [43 empty] | 0 | 0 | 0 | 0 | [6 empty] | 0 |  | 0 | #DIV/0!
|  |  | 0 | [7 empty] | 0 | [43 empty] | 0 | 0 | 0 | 0 | [6 empty] | 0 |  | 0 | #DIV/0!
|  |  | 0 | [7 empty] | 0 | [43 empty] | 0 | 0 | 0 | 0 | [6 empty] | 0 |  | 0 | #DIV/0!
|  |  | 0 | [7 empty] | 0 | [43 empty] | 0 | 0 | 0 | 0 | [6 empty] | 0 |  | 0 | #DIV/0!
|  |  | 0 | [7 empty] | 0 | [43 empty] | 0 | 0 | 0 | 0 | [6 empty] | 0 |  | 0 | #DIV/0!
|  |  | 0 | [7 empty] | 0 | [43 empty] | 0 | 0 | 0 | 0 | [6 empty] | 0 |  | 0 | #DIV/0!
|  |  | 0 | [7 empty] | 0 | [43 empty] | 0 | 0 | 0 | 0 | [6 empty] | 0 |  | 0 | #DIV/0!
|  |  | 0 | [7 empty] | 0 | [43 empty] | 0 | 0 | 0 | 0 | [6 empty] | 0 |  | 0 | #DIV/0!
|  |  | 0 | [7 empty] | 0 | [43 empty] | 0 | 0 | 0 | 0 | [6 empty] | 0 |  | 0 | #DIV/0!
|  |  | 0 | [7 empty] | 0 | [43 empty] | 0 | 0 | 0 | 0 | [6 empty] | 0 |  | 0 | #DIV/0!
|  |  | 0 | [7 empty] | 0 | [43 empty] | 0 | 0 | 0 | 0 | [6 empty] | 0 |  | 0 | #DIV/0!
|  |  | 0 | [7 empty] | 0 | [43 empty] | 0 | 0 | 0 | 0 | [6 empty] | 0 |  | 0 | #DIV/0!
|  |  | 0 | [7 empty] | 0 | [43 empty] | 0 | 0 | 0 | 0 | [6 empty] | 0 |  | 0 | #DIV/0!
|  |  | 0 | [7 empty] | 0 | [43 empty] | 0 | 0 | 0 | 0 | [6 empty] | 0 |  | 0 | #DIV/0!
|  |  | 0 | [7 empty] | 0 | [43 empty] | 0 | 0 | 0 | 0 | [6 empty] | 0 |  | 0 | #DIV/0!
|  |  | 0 | [7 empty] | 0 | [43 empty] | 0 | 0 | 0 | 0 | [6 empty] | 0 |  | 0 | #DIV/0!
|  |  | 0 | [7 empty] | 0 | [43 empty] | 0 | 0 | 0 | 0 | [6 empty] | 0 |  | 0 | #DIV/0!
|  |  | 0 | [7 empty] | 0 | [43 empty] | 0 | 0 | 0 | 0 | [6 empty] | 0 |  | 0 | #DIV/0!
|  |  | 0 | [7 empty] | 0 | [43 empty] | 0 | 0 | 0 | 0 | [6 empty] | 0 |  | 0 | #DIV/0!
|  |  | 0 | [7 empty] | 0 | [43 empty] | 0 | 0 | 0 | 0 | [6 empty] | 0 |  | 0 | #DIV/0!

## PQEqpt
http://www.who.int/nuvi/products/links/en/index.html |  |  | No. of cold chain equipments: | 181 |  | No. of PQS equipment: |  | 128 |  |  | No. of PIS equipment: | 48
Base données réfrigérateurs et congélateurs | [18 empty] | Index | [11 empty] | Indicator per unit volume
Equipment identification | [7 empty] | Net stockage volume (litres) |  |  | Waterpack production capacities |  | Holdover time (hours) |  | Energy Consumption |  |  |  | Info prix |  |  | Gross Volume (litres) |  |  | External dimensions (cm) |  |  | Shipping characteristics |  |  | Investment cost |  |  | Energy consumption | [13 empty] | Grade A
Designation | Manufacturer (make) | Models | Code PQS | Type | Refrigerant | Temperature Zone | Freeze protection Grade | (+5°C) | (-20°C) | (-86°C) | kg ice/24hrs at 32°C with vaccines | Waterpack storage capacity (No. 0.6 waterpacks) | Cold Holdover Time | Warm Holdover Time | Electrical power (Watts) | electricity (kWh/24hrs) | Gaz (kg/24hrs) | Kerosene (litres/24hrs) | Price currency | Price in US$ | Year of price | (+5°C) | (-20°C) | (-86°C) | H (cm) | W (cm) | L (cm) | Shipping volume (m3) | Shipping weight (kg) | No. of rows | refrigeration ($/litre) | freezing ($/litre) | Icepack freezing ($/kg) | refrigeration (kWh/litre) | refrigeration (litre/litre) | freezing (kWh/litre) | freezing (litre/litre) | Icepack freezing (kwh/kg) | Icepack freezing (litre/kg) | PIS | Pis_abs | Pis_sol | Pis_freez | PQS | PQS_ilr | PQS_solar | PQS_SDD | PQS_GradeA | PQS_freezer | PQ_ilr | PQ_sdd | PQ_gradA | PQ_freezer | Manufacturer (make)
A | B | C | D | E | F | G | H | I | J | K | L | M | N | O | P | Q | R | S | T | U | V | W | X | Y | Z | AA | AB | AC | AD | AE | AF | AG | AH | AI | AJ | AK | AL | AM | AN | AO | AP | AQ | AR | AS | AT | AU | AV | AW | AX | AY | AZ | BA | BB | B | PIS | PQS
refrigerator | Electrolux | RCW 42 EG/CF | PIS E3/21-M | ARF | NH3 | Temp |  | 10.5 | 1.6 |  | 1.1294 |  | ++ |  |  | 2.52 |  |  | 899 | 899 | [9 empty] | PIS | 85.619 | 561.875 | 795.9896 | 0.24 |  | 1.575 |  | 2.2313 |  | Electrolux | Electrolux | Electrolux | Electrolux | B Medical Systems Sarl (Dometic) | Haier | B Medical Systems Sarl (Dometic) | Vestfrost | B Medical Systems Sarl (Dometic) | Haier | HBC-70 | MKS 044 | TCW 2000 DC | HBD-116 | Electrolux | 17 | 0
refrigerator | Electrolux | RCW 42 EK/CF | PIS E3/22-M | ARF | NH3 | Temp |  | 18.2 | 1.2 |  | 0.98667 |  | 12.5 |  |  | 1.6 |  | 0.7 | 1063 | 1063 | [9 empty] | PIS | 58.4066 | 885.8333 | 1077.3649 | 0.087912 | 0.038462 | 1.3333 | 0.58333 | 1.6216 | 0.70946 | Electrolux | Electrolux | BP Solar | Electrolux | Haier | Haier | B Medical Systems Sarl (Dometic) | True Energy | B Medical Systems Sarl (Dometic) | Haier | HBC-200 | BLF100 DC | TCW 3000 DC | HBD-286 | BP Solar | 1 | 0
A: icelined refrigerator; B: Electrolux; C: TCW 1152/CF; D: PIS E3/24-M; E: ILRF; F: R134a; G: Hot; I: 169; L: 2.0571; N: 23.7; Q: 4.09; T: 1453; U: 1453; AE: PIS; AF: 8.5976; AH: 706.3194; AI: 0.024201; AM: 1.9882; AO: Electrolux; AP: Electrolux; AQ: Norcoast; AR: Electrolux; AS: Haier; AT: Vestfrost; AU: Vestfrost; AV: SunDanzer; AW: B Medical Systems Sarl (Dometic); AX: B Medical Systems Sarl (Dometic); AY: MK 304; AZ: BFRV55; BA: TCW 2000 AC; BB: TFW 800 | Vestfrost | 7 | 36
A: refrigerator & freezer; B: Electrolux; C: RCW 42AC/CF; D: PIS E3/30-M; E: CRF; F: R134a; G: Hot; I: 12; J: 12; L: 2.1; N: 6; T: 1153.64; U: 1153.64; AE: PIS; AF: 96.1367; AG: 96.1367; AH: 549.3524; AO: Electrolux; AP: Electrolux; AQ: Fortum AES; AR: Zero Appliances; AS: Vestfrost; AT: Vestfrost; AU: True Energy; AV: Haier; AW: B Medical Systems Sarl (Dometic); AX: Vestfrost; AY: MKF 074; AZ: HTC-60; BA: TCW 3000 AC; BB: MF 314 | LEC RefrigerationPLC | 1 | 0
refrigerator & freezer | Electrolux | RCW 42DC/CF | PIS E3/31-M | SBRF | R134a | Hot |  | 14 | 14 |  | 2.4 |  | 5.5 |  |  | 0.6 |  |  | 1308.18 | 1308.18 | [9 empty] | PIS | 93.4414 | 93.4414 | 545.075 | 0.042857 |  | 0.042857 |  | 0.25 |  | Electrolux | Sibir | Sun Frost | Vestfrost | B Medical Systems Sarl (Dometic) | Vestfrost | True Energy | B Medical Systems Sarl (Dometic) | SunDanzer | Vestfrost | MK 204 | TCW 3000 SDD | BFRV55 | MF 114 | Norcoast | 2 | 0
refrigerator & freezer | BP Solar | VR50F | PIS E3/37-M | SBRF | R134a | Hot |  | 17.5 | 5 |  | 2.4 |  | 3.5 |  |  | 1.7 |  |  | 4524 | 4524 | [9 empty] | PIS | 258.5143 | 904.8 | 1885 | 0.097143 |  | 0.34 |  | 0.70833 |  | BP Solar | Sibir | Dulas | Vestfrost | Vestfrost | Vestfrost | SunDanzer | B Medical Systems Sarl (Dometic) | B Medical Systems Sarl (Dometic) | Vestfrost | MK 404 | TCW 2000 SDD | TCW 3000 SDD | MF 214 | Fortum AES | 1 | 0
A: icelined refrigerator; B: Vestfrost; C: MK144; D: PIS E3/57-M; E: ILR; F: R134a; G: Hot; I: 45; N: 45; Q: 1.07; T: 386; U: 386; AE: PIS; AF: 8.5778; AI: 0.023778; AO: Vestfrost; AP: Sibir; AQ: TATA BP Solar; AR: Vestfrost; AS: Vestfrost; AT: True Energy; AU: Dulas; AV: Zero Appliances; AW: B Medical Systems Sarl (Dometic); AX: AUCMA; AY: BLF100AC; AZ: ZLF 100DC; BA: TCW 2000 SDD; BB: DW-25W147 | Sun Frost | 1 | 0
A: icelined refrigerator; B: Electrolux; C: TCW 1990; D: PIS E3/62-M; E: ILRF; F: R134a; G: Hot; I: 37.5; L: 16.4571; N: 38; Q: 1.92; T: 1070; U: 1070; AE: PIS; AF: 28.5333; AH: 65.0174; AI: 0.0512; AM: 0.11667; AO: Electrolux; AP: Sibir; AQ: Norcoast; AR: Electrolux; AS: Vestfrost; AT: B Medical Systems Sarl (Dometic); AU: Dulas; AV: SunDanzer; AW: Zero Appliances; AX: AUCMA; AY: TCW 2000 AC; AZ: BFRV 15 SDD; BA: ZLF 100AC; BB: DW-25W300 | Dulas | 2 | 11
A: icelined refrigerator; B: LEC RefrigerationPLC; C: VC 139 F; D: PIS E3/64-M; E: ILR; F: R134a; G: Hot; I: 107.5; N: 21; Q: 1.92; T: 1556; U: 1556; AE: PIS; AF: 14.4744; AI: 0.01786; AO: LEC RefrigerationPLC; AP: Electrolux; AQ: Electrolux; AR: Electrolux; AS: Vestfrost; AT: Haier; AU: Dulas; AV: Dulas; AW: Zero Appliances; AX: B Medical Systems Sarl (Dometic); AY: HBC-340; AZ: VC 200 SDD; BA: ZLF 100DC; BB: TFW 3000 AC | TATA BP Solar | 1 | 0
refrigerator & freezer | Norcoast | NRC 30-10 | PIS E3/65-M | SBRF | R134a | Hot |  | 15.5 | 12.2 |  | 2.8 |  | 4.1 |  |  | 0.85 |  |  | 1900 | 1900 | [9 empty] | PIS | 122.5806 | 155.7377 | 678.5714 | 0.054839 |  | 0.069672 |  | 0.30357 |  | Norcoast | Zero Appliances | Solamatic | #NUM! | True Energy | B Medical Systems Sarl (Dometic) | Haier | Vestfrost | SunDanzer | B Medical Systems Sarl (Dometic) | TCW 3000 AC | VLS 054 SDD Greenline | BFRV 15 SDD | TFW 40 SDD | Sibir | 4 | 0
refrigerator & freezer | Fortum AES | CFS49 ISI | PIS E3/70-M | SBRF | R134a | Hot |  | 20 | 4.8 |  | 3.6 |  | 6 |  |  | 0.41 |  |  | 3200 | 3200 | [9 empty] | PIS | 160 | 666.6667 | 888.8889 | 0.0205 |  | 0.085417 |  | 0.11389 |  | Fortum AES | Zero Appliances | Dulas | #NUM! | B Medical Systems Sarl (Dometic) | Vestfrost | B Medical Systems Sarl (Dometic) | B Medical Systems Sarl (Dometic) | Dulas | Haier | VLS 400 Greenline | TCW 40 SDD | VC 200 SDD | HTD-40 | Zero Appliances | 5 | 7
Icepack freezer | Electrolux | FCW 20 EG/CF | PIS E3/72-M | AF | NH3 | Temp |  |  | 14 |  | 2.4 |  | ++ |  |  | 2.9 | 0.6 |  | 688.18 | 688.18 | [9 empty] | PIS |  | 49.1557 | 286.7417 |  |  | 0.20714 |  | 1.2083 |  | Vestfrost | Electrolux | Kyocera Solar | #NUM! | Haier | Vestfrost | B Medical Systems Sarl (Dometic) | B Medical Systems Sarl (Dometic) | Vestfrost | Vestfrost | MK 144 | TCW 2043 SDD | VLS 054 SDD Greenline | VFS 048 SDD | Solamatic | 1 | 0
Icepack freezer | Electrolux | FCW 20 EK/CF | PIS E3/73-M | AF | NH3 | Temp |  |  | 14 |  | 2.4 |  | 11 |  |  | 2.7 |  | 0.65 | 841 | 841 | [9 empty] | PIS |  | 60.0714 | 350.4167 |  |  | 0.19286 | 0.046429 | 1.125 | 0.27083 | Sun Frost | Zero Appliances | Kyocera Solar | #NUM! | True Energy | Vestfrost | Zero Appliances | B Medical Systems Sarl (Dometic) | B Medical Systems Sarl (Dometic) | B Medical Systems Sarl (Dometic) | VLS 200 Greenline | TCW 3043 SDD | TCW 40 SDD | U201 | Kyocera Solar | 2 | 0
A: icelined refrigerator; B: Vestfrost; C: MK074; D: PIS E3/75-M; E: ILRF; F: R134a; G: Hot; I: 20; L: 3; N: 32.5; Q: 1.62; T: 507; U: 507; AE: PIS; AF: 25.35; AH: 169; AI: 0.081; AM: 0.54; AO: Dulas; AP: Zero Appliances; AQ: Bright Light Solar; AR: #NUM!; AS: B Medical Systems Sarl (Dometic); AT: Vestfrost; AU: SunDanzer; AV: Dulas; AW: B Medical Systems Sarl (Dometic); AX: Haier; AY: VLS 300 Greenline; AZ: VC 150 SDD; BA: TCW 2043 SDD; BB: HBD-86 | Bright Light Solar | 2 | 0
refrigerator & freezer | Sun Frost | RFVB-134a | PIS E3/77-M | SBRF | R134a | Hot |  | 38.7 | 32.5 |  | 2.3 |  | 3 |  |  | 0.64 |  |  | 3800 | 3800 | [9 empty] | PIS | 98.1912 | 116.9231 | 1652.1739 | 0.016537 |  | 0.019692 |  | 0.27826 |  | Vestfrost | Zero Appliances | Bright Light Solar | #NUM! | True Energy | Vestfrost | Dulas | Godrej & Boyce MFG. Co. Ltd | Zero Appliances | Western Refrigeration | VLS 350 Greenline | GVR 50 SDD | ZLF 150AC | VFW140H-HC | PT. Dilihan Glory | 1 | 0
refrigerator & freezer | Dulas | VC-150 F | PIS E3/79-M | SBRF | R134a | Hot |  | 85 | 14.4 |  | 8.7 |  | 4.6 |  |  | 2.4 |  |  | 2441 | 2441 | [9 empty] | PIS | 28.7176 | 169.5139 | 280.5747 | 0.028235 |  | 0.16667 |  | 0.27586 |  | Vestfrost | #NUM! | #NUM! | #NUM! | SunDanzer | Haier | Vestfrost | Godrej & Boyce MFG. Co. Ltd | B Medical Systems Sarl (Dometic) | Western Refrigeration | HBC-110 | GVR 100 SDD | TCW 3043 SDD | VFW310H-HC | B Medical Systems Sarl (Dometic) | 0 | 24
A: Icepack freezer; B: Electrolux; C: TFW800; D: PIS E3/80-M; E: WPF; F: R134a; G: Hot; J: 145; L: 18.6429; N: 14; Q: 5.77; T: 1433; U: 1433; AE: PIS; AG: 9.8828; AH: 76.8659; AK: 0.039793; AM: 0.3095; AO: TATA BP Solar; AP: #NUM!; AQ: #NUM!; AR: #NUM!; AS: Vestfrost; AT: Zero Appliances; AU: B Medical Systems Sarl (Dometic); AV: Zero Appliances; AW: Godrej & Boyce MFG. Co. Ltd; AX: #NUM!; AY: ZLF 100AC; AZ: ZLF150DC; BA: GVR 50 AC; BB: #NUM! | Haier | 0 | 24
A: icelined refrigerator; B: Vestfrost; C: MK204; D: PIS E3/81-M; E: ILR; F: R134a; G: Hot; I: 63; N: 46; Q: 1.41; T: 450; U: 450; AE: PIS; AF: 7.1429; AI: 0.022381; AO: Sibir; AP: #NUM!; AQ: #NUM!; AR: #NUM!; AS: Vestfrost; AT: Haier; AU: B Medical Systems Sarl (Dometic); AV: Vestfrost; AW: Godrej & Boyce MFG. Co. Ltd; AX: #NUM!; AY: HBC-340; AZ: VLS 094 SDD Greenline; BA: GVR 100 AC; BB: #NUM! | True Energy | 0 | 3
A: icelined refrigerator; B: Vestfrost; C: MK304; D: PIS E3/82-M; E: ILR; F: R134a; G: Hot; I: 108; N: 49; Q: 1.67; T: 532; U: 532; AE: PIS; AF: 4.9259; AI: 0.015463; AO: Sibir; AP: #NUM!; AQ: #NUM!; AR: #NUM!; AS: Dulas; AT: Zero Appliances; AU: B Medical Systems Sarl (Dometic); AV: Vestfrost; AW: Dulas; AX: #NUM!; AY: ZLF 150AC; AZ: VLS 154 SDD Greenline; BA: VC 150 SDD; BB: #NUM! | SunDanzer | 0 | 2
refrigerator & freezer | TATA BP Solar | TBP VR 50 | PIS E3/83 | SBRF | R134a | Hot |  | 18 | 5 |  | 6.4 |  | 5.5 |  |  | 1.5 |  |  | 2950 | 2950 | [9 empty] | PIS | 163.8889 | 590 | 460.9375 | 0.083333 |  | 0.3 |  | 0.23438 |  | Sibir | #NUM! | #NUM! | #NUM! | Dulas | Godrej & Boyce MFG. Co. Ltd | Dulas | Zero Appliances | Godrej & Boyce MFG. Co. Ltd | #NUM! | GVR 50 AC | ZLF30DC SDD | GVR 50 SDD | #NUM! | Godrej & Boyce MFG. Co. Ltd | 0 | 12
refrigerator & freezer | Sibir | V 170 GE | PIS E3/84-M | ARF | NH3 | Hot |  | 55 | 36 |  | 1.2 |  | 3 |  |  | 8.3 | 0.8 |  | 832.7 | 832.7 | [9 empty] | PIS | 15.14 | 23.1306 | 693.9167 | 0.15091 |  | 0.23056 |  | 6.9167 |  | Sibir | #NUM! | #NUM! | #NUM! | Dulas | Godrej & Boyce MFG. Co. Ltd | Godrej & Boyce MFG. Co. Ltd | Haier | Godrej & Boyce MFG. Co. Ltd | #NUM! | GVR 100 AC | HTC-60H | GVR 100 SDD | #NUM! | AUCMA | 0 | 6
refrigerator & freezer | Sibir | V 170 EK | PIS E3/85-M | ARF | NH3 | Hot |  | 55 | 36 |  | 0.96 |  | 3.6 |  |  |  |  | 1.4 | 1106 | 1106 | [9 empty] | PIS | 20.1091 | 30.7222 | 1152.0833 |  | 0.025455 |  | 0.038889 |  | 1.4583 | Electrolux | #NUM! | #NUM! | #NUM! | Haier | Zero Appliances | Godrej & Boyce MFG. Co. Ltd | Dulas | Zero Appliances | #NUM! | ZLF30AC | VC 110 SDD | ZLF30AC | #NUM! | Coolfinity Medical B.V. | 0 | 1
A: refrigerator & freezer; B: Sibir; C: V 110 GE; D: PIS E3/86-M; E: ARF; F: NH3; G: Hot; I: 17; J: 15; L: 1.0286; N: 3; R: 0.5; T: 711; U: 711; AE: PIS; AF: 41.8235; AG: 47.4; AH: 691.25; AO: Zero Appliances; AP: #NUM!; AQ: #NUM!; AR: #NUM!; AS: B Medical Systems Sarl (Dometic); AT: Vestfrost; AU: Zero Appliances; AV: Dulas; AW: Zero Appliances; AX: #NUM!; AY: VLS 200A Greenline; AZ: VC 88 SDD; BA: ZLF150DC; BB: #NUM! | Western Refrigeration | 0 | 2
refrigerator | Sibir | V 110 KE | PIS E3/87-M | ARF | NH3 | Temp |  | 17 | 15 |  | 0.6 |  | ++ |  |  |  |  | 0.5 | 805 | 805 | [9 empty] | PIS | 47.3529 | 53.6667 | 1341.6667 |  | 0.029412 |  | 0.033333 |  | 0.83333 | Zero Appliances | #NUM! | #NUM! | #NUM! | Vestfrost | Vestfrost | Vestfrost | B Medical Systems Sarl (Dometic) | Vestfrost | #NUM! | VLS 300A Greenline | TCW 15R SDD | VLS 094 SDD Greenline | #NUM! | Non Refrigerator | 0 | 0
refrigerator & freezer | Electrolux | RCW 50 EG/CF | PIS E3/88-M | ARF | NH3 | Hot |  | 24 |  |  | 2.4 |  | 4.4 |  |  | 3.5 | 0.5 |  | 1122 | 1122 | [9 empty] | PIS | 46.75 |  | 467.5 | 0.14583 |  |  |  | 1.4583 |  | Electrolux | #NUM! | #NUM! | #NUM! | Vestfrost | Vestfrost | Vestfrost | B Medical Systems Sarl (Dometic) | Vestfrost | #NUM! | VLS 350A Greenline | TCW 40R SDD | VLS 154 SDD Greenline | #NUM! |  | 0 | 0
refrigerator & freezer | Zero Appliances | PR 245 K/E | PIS E3/89-M | ARF | NH3 | Temp |  | 18 | 20 |  | 3.0857 |  | 3.2 |  |  |  |  | 0.46 | 670 | 670 | [9 empty] | PIS | 37.2222 | 33.5 | 217.1296 |  | 0.025556 |  | 0.023 |  | 0.14907 | Norcoast | #NUM! | #NUM! | #NUM! | Vestfrost | Vestfrost | Zero Appliances | Vestfrost | Zero Appliances | #NUM! | VLS 400A Greenline | VLS 024 SDD Greenline | ZLF30DC SDD | #NUM! |  | 0 | 0
refrigerator & freezer | Zero Appliances | GR 245 G/E | PIS E3/90-M | ARF | NH3 | Temp |  | 18 | 20 |  | 3.3231 |  | 3 |  |  |  | 0.5 |  | 615 | 615 | [9 empty] | PIS | 34.1667 | 30.75 | 185.0694 | [6 empty] | Electrolux | #NUM! | #NUM! | #NUM! | Haier | B Medical Systems Sarl (Dometic) | Haier | B Medical Systems Sarl (Dometic) | Haier | #NUM! | TCW 4000 AC | TFW 40 SDD | HTCD-160 | #NUM!
refrigerator & freezer | Electrolux | RCW 50 EK | PIS E3/91-M | ARF | NH3 | Hot |  | 24 |  |  | 2.4 |  | 6.5 |  |  |  |  | 0.8 | 1268 | 1268 | [9 empty] | PIS | 52.8333 |  | 528.3333 |  | 0.033333 |  |  |  | 0.33333 | Electrolux | #NUM! | #NUM! | #NUM! | B Medical Systems Sarl (Dometic) | Vestfrost | Haier | Haier | Dulas | #NUM! | VLS 064 RF | HTCD 90 SDD | VC 110 SDD | #NUM!
refrigerator & freezer | Norcoast | Model 120-30 | PIS E3/92-M | SBRF | R134a | Hot |  | 63 | 30 |  | 4.32 |  | 3.5 |  |  | 0.97 |  |  | 2600 | 2600 | [9 empty] | PIS | 41.2698 | 86.6667 | 601.8519 | 0.015397 |  | 0.032333 |  | 0.22454 |  | Solamatic | #NUM! | #NUM! | #NUM! | Zero Appliances | Dulas | Dulas | Haier | Dulas | #NUM! | VC 225 ILR | HTC 40 SDD | VC 88 SDD | #NUM!
refrigerator & freezer | Electrolux | RCW 50DC/CF | PIS E3/93-M | SBRF | R134a | Hot |  | 24 | 4.8 |  | 5.76 |  | 9 |  |  | 1.39 |  |  | 1268 | 1268 | [9 empty] | PIS | 52.8333 | 264.1667 | 220.1389 | 0.057917 |  | 0.28958 |  | 0.24132 |  | Zero Appliances | #NUM! | #NUM! | #NUM! | Zero Appliances | AUCMA | Dulas | Haier | Vestfrost | #NUM! | CFD-50 | HTC 110 SDD | VLS 200A Greenline | #NUM!
refrigerator & freezer | Electrolux | RCW 50 AC | PIS E3/94-M | CRF | R134a | Hot |  | 24 | 8 |  | 3.9724 |  | 16 |  |  | 2.02 |  |  | 1172 | 1172 | [9 empty] | PIS | 48.8333 | 146.5 | 295.0347 | 0.084167 |  | 0.2525 |  | 0.50851 |  | Dulas | #NUM! | #NUM! | #NUM! | Haier | Godrej & Boyce MFG. Co. Ltd | B Medical Systems Sarl (Dometic) | B Medical Systems Sarl (Dometic) | Vestfrost | #NUM! | GVR 51 LITE AC | TCW 15 SDD | VLS 300A Greenline | #NUM!
Icepack freezer | Zero Appliances | PF 230 IP KE | PIS E3/95-M | AF | NH3 | Hot |  |  | 144 |  | 5.4 |  | ++ |  |  |  |  | 0.93 | 906 | 906 | [9 empty] | PIS |  | 6.2917 | 167.7778 |  |  |  | 0.0064583 |  | 0.17222 | Kyocera Solar | #NUM! | #NUM! | #NUM! | SunDanzer | Godrej & Boyce MFG. Co. Ltd | B Medical Systems Sarl (Dometic) | Dulas | Vestfrost | #NUM! | GVR 75 Lite | VC 50 SDD | VLS 350A Greenline | #NUM!
Vaccine/icepack freezer | Vestfrost | MF114 | PIS E3/96-M | CF | R134a | Hot |  |  | 72 |  | 17.5 |  | 13 |  |  | 1.58 |  |  | 284 | 284 | [9 empty] | PIS |  | 3.9444 | 16.2286 |  |  | 0.021944 |  | 0.090286 |  | Kyocera Solar | #NUM! | #NUM! | #NUM! | Dulas | Godrej & Boyce MFG. Co. Ltd | Vestfrost | Dulas | Vestfrost | #NUM! | GVR 99 Lite | VC 60 SDD-1 | VLS 400A Greenline | #NUM!
Vaccine/icepack freezer | Vestfrost | MF214 | PIS E3/97-M | CF | R134a | Hot |  |  | 192 |  | 22.86 |  | 15.5 |  |  | 1.93 |  |  | 321 | 321 | [9 empty] | PIS |  | 1.6719 | 14.042 |  |  | 0.010052 |  | 0.084427 |  | Bright Light Solar | #NUM! | #NUM! | #NUM! | Vestfrost | Godrej & Boyce MFG. Co. Ltd | B Medical Systems Sarl (Dometic) | Dulas | B Medical Systems Sarl (Dometic) | #NUM! | GVR 225 AC | VC 30 SDD | TCW 4000 AC | #NUM!
Vaccine/icepack freezer | Vestfrost | MF314 | PIS E3/98-M | CF | R134a | Hot |  |  | 264 |  | 32.4 |  | 17.5 |  |  | 2.71 |  |  | 367 | 367 | [9 empty] | PIS |  | 1.3902 | 11.3272 |  |  | 0.010265 |  | 0.083642 |  | Electrolux | #NUM! | #NUM! | #NUM! | B Medical Systems Sarl (Dometic) | Haier | Haier | Haier | B Medical Systems Sarl (Dometic) | #NUM! | HBC-260 | HTD-40 | TCW 15R SDD | #NUM!
Vaccine/icepack freezer | Electrolux | FCW 300 | PIS E3/99-M | CF | R134a | Hot |  |  | 264 |  | 7.2 |  | 15 |  |  | 2.98 |  |  | 1172 | 1172 | [9 empty] | PIS |  | 4.4394 | 162.7778 |  |  | 0.011288 |  | 0.41389 |  | Zero Appliances | #NUM! | #NUM! | #NUM! | B Medical Systems Sarl (Dometic) | Haier | Haier | B Medical Systems Sarl (Dometic) | B Medical Systems Sarl (Dometic) | #NUM! | HBC-150 | Ultra 16 SDD | TCW 40R SDD | #NUM!
Vaccine/icepack freezer | Electrolux | FCW 200 | PIS E3/100-M | CF | R134a | Hot |  |  | 144 |  | 7.2 |  | 14 |  |  | 1.44 |  |  | 1172 | 1172 | [9 empty] | PIS |  | 8.1389 | 162.7778 |  |  | 0.01 |  | 0.2 |  | Bright Light Solar | #NUM! | #NUM! | #NUM! | Zero Appliances | Haier | Haier | Vestfrost | Vestfrost | #NUM! | HBC-80 | VLS 026 RF Green Line | VLS 024 SDD Greenline | #NUM!
refrigerator & freezer | Solamatic | PVR150 | PIS E3/101-M | SBRF | R134a | Hot |  | 30 | 7.2 |  | 3.6 |  | 5.5 |  |  | 0.98 |  |  | 2000 | 2000 | [9 empty] | PIS | 66.6667 | 277.7778 | 555.5556 | 0.032667 |  | 0.13611 |  | 0.27222 |  | PT. Dilihan Glory | #NUM! | #NUM! | #NUM! | B Medical Systems Sarl (Dometic) | Vestfrost | B Medical Systems Sarl (Dometic) | Vestfrost | Dulas | #NUM! | VLS 500A AC | VLS 056 RF SDD | VC 225 ILR | #NUM!
refrigerator & freezer | Zero Appliances | GR 265 G/E | PIS E3/102-M | ARF | NH3 | Hot |  | 16 |  |  | 1.8 |  | 3.5 |  |  | 8 | 0.9 |  | 846 | 846 | [9 empty] | PIS | 52.875 |  | 470 | 0.5 |  |  |  | 4.4444 |  | Electrolux | #NUM! | #NUM! | #NUM! | Godrej & Boyce MFG. Co. Ltd | Zero Appliances | Dulas | B Medical Systems Sarl (Dometic) | Haier | #NUM! | ZLF80AC | TCW 4000 SDD | HTCD 90 SDD | #NUM!
refrigerator & freezer | Dulas | VC-65 F | PIS E3/103-M | SBRF | R134a | Hot |  | 37.5 | 9.6 |  | 3.0476 |  | 5.8 |  |  | 0.67 |  |  | 3499 | 3499 | [9 empty] | PIS | 93.3067 | 364.4792 | 1148.1094 | 0.017867 |  | 0.069792 |  | 0.21984 |  |  | #NUM! | #NUM! | #NUM! | Godrej & Boyce MFG. Co. Ltd | Haier | Dulas | Godrej & Boyce MFG. Co. Ltd | Haier | #NUM! | HBCD-90 | GVR 55 FF DC | HTC 40 SDD | #NUM!
refrigerator & freezer | Kyocera Solar | VaccPack XL 2100 | PIS E3/104-M | SBRF | R134a | Hot |  | 21 | 9.6 |  | 5.3832 |  | 21.7 |  |  | 0.47 |  |  | 2985 | 2985 | [9 empty] | PIS | 142.1429 | 310.9375 | 554.5052 | 0.022381 |  | 0.048958 |  | 0.087309 |  |  | #NUM! | #NUM! | #NUM! | Dulas | B Medical Systems Sarl (Dometic) | Dulas | AUCMA | Haier | #NUM! | TCW 40R AC | CFD-50 SDD | HTC 110 SDD | #NUM!
refrigerator & freezer | Kyocera Solar | VaccPack XL 6000 | PIS E3/105-M | SBRF | R134a | Hot |  | 60 | 9.6 |  | 2.6182 |  | 17 |  |  | 1.02 |  |  | 4985 | 4985 | [9 empty] | PIS | 83.0833 | 519.2708 | 1903.9931 | 0.017 |  | 0.10625 |  | 0.38958 |  |  | #NUM! | #NUM! | #NUM! | Godrej & Boyce MFG. Co. Ltd | B Medical Systems Sarl (Dometic) | Haier | Vestfrost | B Medical Systems Sarl (Dometic) | #NUM! | TCW 80 AC | VFS 048 SDD | TCW 15 SDD | #NUM!
refrigerator & freezer | Bright Light Solar | PS65 | PIS E3/106-M | SBRF | R134a | Hot |  | 37.5 | 9.6 |  | 6.4 |  | 3 |  |  | 0.7 |  |  | 3400 | 3400 | [9 empty] | PIS | 90.6667 | 354.1667 | 531.25 | 0.018667 |  | 0.072917 |  | 0.10937 |  |  | #NUM! | #NUM! | #NUM! | Godrej & Boyce MFG. Co. Ltd | Godrej & Boyce MFG. Co. Ltd | B Medical Systems Sarl (Dometic) | Haier | Dulas | #NUM! | GVR 55 FF AC | HTC-112 | VC 50 SDD | #NUM!
icelined refrigerator | Electrolux | TCW 3000 | PIS E3/107-M | ILRF | R134a | Hot |  | 126.5 |  |  | 5.4486 |  | 61.7 |  |  | 1.17 |  |  | 2318.75 | 2318.75 | [9 empty] | PIS | 18.33 |  | 425.5642 | 0.009249 |  |  |  | 0.21473 |  |  | #NUM! | #NUM! | #NUM! | Zero Appliances | Godrej & Boyce MFG. Co. Ltd | Vestfrost | Godrej & Boyce MFG. Co. Ltd | AUCMA | #NUM! | GVR 25 Lite | GVR 25 Lite DC | CFD-50 | #NUM!
refrigerator & freezer | Zero Appliances | PR 265 K/E | PIS E3/108-M | ARF | NH3 | Hot |  | 37.5 | 9.6 |  | 2.4 |  | 6 |  |  | 8 |  |  | 1038 | 1038 | [9 empty] | PIS | 27.68 | 108.125 | 432.5 | 0.21333 |  | 0.83333 |  | 3.3333 |  |  | #NUM! | #NUM! | #NUM! | Zero Appliances | Vestfrost | Vestfrost | Vestfrost | Godrej & Boyce MFG. Co. Ltd | #NUM! | VLS 204A | VLS 054A SDD Greenline | GVR 51 LITE AC | #NUM!
refrigerator & freezer | Bright Light Solar | PS40 | PIS E3/109-M | SBRF | R134a | Hot |  | 18 | 2.4 |  | 2.4 |  | 3.67 |  |  | 0.32 |  |  | 3400 | 3400 | [9 empty] | PIS | 188.8889 | 1416.6667 | 1416.6667 | 0.017778 |  | 0.13333 |  | 0.13333 |  |  | #NUM! | #NUM! | #NUM! | Vestfrost | Vestfrost | B Medical Systems Sarl (Dometic) | Vestfrost | Godrej & Boyce MFG. Co. Ltd | #NUM! | VLS 304A AC | VLS 094A SDD Greenline | GVR 75 Lite | #NUM!
refrigerator & freezer | PT. Dilihan Glory | DOVLINE | PIS E3/110-M | CRF | R134a | Temp |  | 16 |  |  | 16 |  | 7.8 |  |  | 0.265 | [13 empty] | PIS | 0 |  | 0 | 0.016563 |  |  |  | 0.016563 |  |  | #NUM! | #NUM! | #NUM! | Vestfrost | Vestfrost | Godrej & Boyce MFG. Co. Ltd | Vestfrost | Godrej & Boyce MFG. Co. Ltd | #NUM! | VLS 354A AC | VLS 154A SDD Greenline | GVR 99 Lite | #NUM!
icelined refrigerator & vac/icepack freezer | Electrolux | TCW 2000 | PIS E3/111-M | ILRF | R134a | Hot |  | 60 | 42 |  | 28.8 |  | 44.36 |  |  | 2.88 |  |  | 2411.5 | 2411.5 | [9 empty] | PIS | 40.1917 | 57.4167 | 83.7326 | 0.048 |  | 0.068571 |  | 0.1 |  |  | #NUM! | #NUM! | #NUM! | Zero Appliances | Vestfrost | AUCMA | Haier | Godrej & Boyce MFG. Co. Ltd | #NUM! | VLS 404A AC | HTC-120 | GVR 225 AC | #NUM!
Battery solar powered combined refrigerator and freezer | B Medical Systems Sarl (Dometic) | TCW 2000 DC | PQS E003/001 | SBRF | R134a | Hot | Grade A | 76 | 30 |  | 3.4 | 26 | 13.6 |  |  | 0.99 |  |  | 2770 | 3324 | 2016 | 118 | 50 |  | 91 | 127 | 78 | 1.05 | 125 | PQS | 43.7368 | 110.8 | 977.6471 | 0.013026 |  | 0.033 |  | 0.29118 | [5 empty] | Haier | Vestfrost | Vestfrost | Haier | Dulas | #NUM! | VLS 504A AC | HTC-240 | VC 60 SDD-1 | #NUM!
Vaccine/icepack freezer | Haier | HBD-116 | PQS E003/002 | CF | R134a | Hot | N/A |  | 121 |  | 12 | 204 | 2.29 |  |  | 0.38 |  |  | 410 | 410 | 2016 |  | 121 |  | 82 | 67 | 63 | 0.5 | 79 | PQS |  | 3.3884 | 34.1667 |  |  | 0.0031405 |  | 0.031667 | [5 empty] | Haier | Haier | Haier | AUCMA | Dulas | #NUM! | HBC-120 | ARKTEK YBC-10 SDD | VC 30 SDD | #NUM!
Vaccine/icepack freezer | Haier | HBD-286 | PQS E003/003 | CF | R134a | Hot | N/A |  | 224 |  | 16.8 | 495 | 4.09 |  |  | 4.36 |  |  | 521 | 521 | 2016 |  | 298 |  | 80 | 124 | 63 | 0.88 | 79 | PQS |  | 2.3259 | 31.0119 |  |  | 0.019464 |  | 0.25952 | [5 empty] | Dulas | Haier | Godrej & Boyce MFG. Co. Ltd | Vestfrost | Haier | #NUM! | HBC-240 | VLS 076 SDD | HBC-260 | #NUM!
Icepack freezer | B Medical Systems Sarl (Dometic) | TFW 800 | PQS E003/004 | WPF | R134a | Hot | N/A |  | 247 |  | 36 | 179 | 3.5 |  |  | 3.98 |  |  | 2579 | 3094.8 | 2016 |  | 290 |  | 180.5 | 60 | 70.5 | 1.208 | 143 | PQS |  | 12.5296 | 85.9667 |  |  | 0.016113 |  | 0.11056 | [5 empty] | Dulas | Coolfinity Medical B.V. | Vestfrost | B Medical Systems Sarl (Dometic) | Haier | #NUM! | IceVolt 300P | TCW80-SDD | HBC-150 | #NUM!
icelined refrigerator | Haier | HBC-70 | PQS E003/005 | ILR | R134a | Hot | Not Tested | 45 |  |  |  |  | 27.18 |  |  | 0.64 |  |  | 510 | 510 | 2016 | 71 |  |  | 81.8 | 67.3 | 66.3 | 0.56 | 64 | PQS | 11.3333 |  |  | 0.014222 | [9 empty] | Vestfrost | B Medical Systems Sarl (Dometic) | Vestfrost | B Medical Systems Sarl (Dometic) | Haier | #NUM! | TCW 120 AC | TCW 120 SDD | HBC-80 | #NUM!
icelined refrigerator | Haier | HBC-200 | PQS E003/006 | ILR | R134a | Hot | Not Tested | 90 |  |  |  |  | 31.23 |  |  | 1.34 |  |  | 688 | 688 | 2016 | 198 |  |  | 81.8 | 124.3 | 63 | 0.91 | 108 | PQS | 7.6444 |  |  | 0.014889 | [9 empty] | Vestfrost | AUCMA | Vestfrost | #NUM! | B Medical Systems Sarl (Dometic) | #NUM! | TCD-100 | #NUM! | Ultra 16 SDD | #NUM!
icelined refrigerator | Vestfrost | MK 304 | PQS E003/007 | ILR | R134a | Hot | Not Tested | 105 |  |  |  |  | 25.66 |  |  | 3.2 |  |  | 793 | 951.6 | 2016 | 218 |  |  | 84 | 69 | 126 | 1.02 | 126 | PQS | 9.0629 |  |  | 0.030476 | [9 empty] | Vestfrost | #NUM! | Haier | #NUM! | Vestfrost | #NUM! | #NUM! | #NUM! | VLS 026 RF Green Line | #NUM!
Vaccine refrigerator or icepack freezer | B Medical Systems Sarl (Dometic) | TCW 3000 DC | PQS E003/008 | SBRorF | R134a | Hot | Grade A | 109.5 | 109.5 |  | 3.4 | 80 | 23.4 |  |  | 1.82 |  |  | 2719 | 3262.8 | 2016 | 204 | 204 |  | 90.5 | 126 | 82.5 | 1.05 | 125 | PQS | 29.7973 | 29.7973 | 959.6471 | 0.016621 |  | 0.016621 |  | 0.53529 | [5 empty] | Vestfrost | #NUM! | Haier | #NUM! | Vestfrost | #NUM! | #NUM! | #NUM! | VLS 056 RF SDD | #NUM!
Refrigerator | Vestfrost | MKS 044 | PQS E003/009 | SDR | R600a | Temp | Not Tested | 19.5 |  |  |  |  | 114 |  |  | 0.51 |  |  | 2318 | 2781.6 | 2016 | 48 |  |  | 87.6 | 72.7 | 69.7 | 0.65 | 88 | PQS | 142.6462 |  |  | 0.026154 | [9 empty] | B Medical Systems Sarl (Dometic) | #NUM! | AUCMA | #NUM! | B Medical Systems Sarl (Dometic) | #NUM! | #NUM! | #NUM! | TCW 4000 SDD | #NUM!
icelined refrigerator - water-pack freezer | Vestfrost | MKF 074 | PQS E003/010 | ILRF | R134a | Temp | Not Tested | 16 | 5.4 |  | 1.6 | 9 | 52.54 |  |  | 3.46 |  |  | 725 | 870 | 2016 | 54 | 10 |  | 84 | 70 | 72 | 0.65 | 90 | PQS | 54.375 | 161.1111 | 543.75 | 0.21625 |  | 0.64074 |  | 2.1625 | [5 empty] | B Medical Systems Sarl (Dometic) | #NUM! | Vestfrost | #NUM! | Vestfrost | #NUM! | #NUM! | #NUM! | VLS 500A AC | #NUM!
icelined refrigerator | Vestfrost | MK 204 | PQS E003/011 | ILR | R134a | Hot | Not Tested | 75 |  |  |  |  | 20.1 |  |  | 1.89 |  |  | 674 | 808.8 | 2016 | 136 |  |  | 84 | 70 | 92 | 0.752 | 102 | PQS | 10.784 |  |  | 0.0252 | [9 empty] | B Medical Systems Sarl (Dometic) | #NUM! | B Medical Systems Sarl (Dometic) | #NUM! | Godrej & Boyce MFG. Co. Ltd | #NUM! | #NUM! | #NUM! | GVR 55 FF DC | #NUM!
icelined refrigerator | Vestfrost | MK 404 | PQS E003/012 | ILR | R134a | Hot | Not Tested | 135 |  |  |  |  | 23.23 |  |  | 3.08 |  |  | 900 | 1080 | 2016 | 240 |  |  | 84 | 70 | 156 | 1.264 |  | PQS | 8 |  |  | 0.022815 | [9 empty] | Vestfrost | #NUM! | B Medical Systems Sarl (Dometic) | #NUM! | Zero Appliances | #NUM! | #NUM! | #NUM! | ZLF80AC | #NUM!
icelined refrigerator | True Energy | BLF100AC | PQS E003/013* | ILR | R134a | Hot |  | 103 |  |  |  |  | 97.7 |  |  | 8 |  |  | 1993 | 1993 | 2016 | 125 |  |  | 200 | 89 | 76 | 1.5 | 175 | PQS | 19.3495 |  |  | 0.07767 | [9 empty] | Vestfrost | #NUM! | #NUM! | #NUM! | Haier | #NUM! | #NUM! | #NUM! | HBCD-90 | #NUM!
Combined icelined refrigerator/waterpacks freezer | B Medical Systems Sarl (Dometic) | TCW 2000 AC | PQS E003/014 | ILRF | R134a | Hot | Grade A | 60 | 12 |  | 2.4 | 20 | 39.4 |  |  | 1.87 |  |  | 2509 | 3010.8 | 2016 | 99 | 43 |  | 90 | 127 | 78 | 1.05 | 125 | PQS | 50.18 | 250.9 | 1254.5 | 0.031167 |  | 0.15583 |  | 0.77917 | [5 empty] | Dulas | #NUM! | #NUM! | #NUM! | AUCMA | #NUM! | #NUM! | #NUM! | CFD-50 SDD | #NUM!
icelined refrigerator | Haier | HBC-340 | PQS E003/015* | ILR | R134a | Hot |  | 200 |  |  |  |  | 34.47 |  |  | 2.73 |  |  | 1196 | 1196 | 2011 | 340 |  |  | 164.4 | 65 | 84.6 | 1.42 | 165 | PQS | 5.98 |  |  | 0.01365 | [9 empty] | Haier | #NUM! | #NUM! | #NUM! | B Medical Systems Sarl (Dometic) | #NUM! | #NUM! | #NUM! | TCW 40R AC | #NUM!
Refrigerator-icepack freezer | True Energy | PS65i | PQS E003/016* | SBRF | R134a | Hot |  | 37.5 |  |  | 2.4 | 16 | 4.4 |  |  | 0.32 |  |  | 1300 | 1820 | 2011 | 61 | 24 |  | 116 | 60 | 84 | 0.66 | 90 | PQS | 48.5333 |  | 758.3333 | 0.0085333 |  |  |  | 0.13333 | [5 empty] | Haier | #NUM! | #NUM! | #NUM! | B Medical Systems Sarl (Dometic) | #NUM! | #NUM! | #NUM! | TCW 80 AC | #NUM!
Vaccine refrigerator OR Vaccine freezer | B Medical Systems Sarl (Dometic) | TCW 3000 AC | PQS E003/017 | ILRorF | R134a | Hot | Grade A | 150 | 150 |  |  | 112.2 | 53 |  |  | 1.37 |  |  | 2615 | 3138 | 2016 | 204 | 204 |  | 91 | 127 | 78 | 1.071 | 125 | PQS | 20.92 | 20.92 |  | 0.0091333 |  | 0.0091333 | [7 empty] | Haier | #NUM! | #NUM! | #NUM! | Haier | #NUM! | #NUM! | #NUM! | HTC-112 | #NUM!
Solar direct drive refrigerator witout battery | True Energy | BLF100 DC | PQS E003/019* | SDR | R600a | Hot |  | 93 |  |  |  |  | 170 |  |  | 1.295 |  |  | 3995 | 3995 | 2011 | 124 |  |  | 187 | 89 | 76 | 1.5 | 150 | PQS | 42.957 |  |  | 0.013925 | [9 empty] | B Medical Systems Sarl (Dometic) | #NUM! | #NUM! | #NUM! | Godrej & Boyce MFG. Co. Ltd | #NUM! | #NUM! | #NUM! | GVR 55 FF AC | #NUM!
Solar direct drive refrigerator witout battery | SunDanzer | BFRV55 | PQS E003/020 | SDR | R134a | Hot | Grade A | 54.5 |  |  |  |  | 65.2 |  |  | 0.49 |  |  | 3399 | 3399 | 2016 | 60.1 |  |  | 88 | 96.5 | 71 | 0.68 | 99 | PQS | 62.367 |  |  | 0.0089908 | [9 empty] | Dulas | #NUM! | #NUM! | #NUM! | Godrej & Boyce MFG. Co. Ltd | #NUM! | #NUM! | #NUM! | GVR 25 Lite | #NUM!
icelined refrigerator | Vestfrost | VLS 400 Greenline | PQS E003/021 | ILR | R600a | Hot | Not Tested | 216 |  |  |  |  | 30 |  |  | 0.82 |  |  | 826 | 991.2 | 2016 | 235 |  |  | 86 | 127 | 70 | 1.02 | 126 | PQS | 4.5889 |  |  | 0.0037963 | [9 empty] | AUCMA | #NUM! | #NUM! | #NUM! | Godrej & Boyce MFG. Co. Ltd | #NUM! | #NUM! | #NUM! | GVR 25 Lite DC | #NUM!
icelined refrigerator | Vestfrost | MK 144 | PQS E003/022 | ILR | R134a | Hot | Not Tested | 48 |  |  |  |  | 43 |  |  | 2.3 |  |  | 614 | 736.8 | 2016 | 63.7 |  |  | 88 | 96.5 | 71 | 0.58 | 70 | PQS | 15.35 |  |  | 0.047917 | [9 empty] | Godrej & Boyce MFG. Co. Ltd | #NUM! | #NUM! | #NUM! | Vestfrost | #NUM! | #NUM! | #NUM! | VLS 054A SDD Greenline | #NUM!
Vaccine/icepack freezer | Vestfrost | MF 314 | PQS E003/023 | CF | R134a | Hot | N/A |  | 281 |  | 7.2 | 256 | 4 |  |  | 4.23 |  |  | 573 | 687.6 | 2016 |  | 281 |  | 84 | 156 | 70 | 1.161 | 108.5 | PQS |  | 2.447 | 95.5 |  |  | 0.015053 |  | 0.5875 | [5 empty] | Godrej & Boyce MFG. Co. Ltd | #NUM! | #NUM! | #NUM! | Vestfrost | #NUM! | #NUM! | #NUM! | VLS 094A SDD Greenline | #NUM!
Vaccine/icepack freezer | Vestfrost | MF 114 | PQS E003/024 | CF | R134a | Hot | N/A |  | 105 |  | 7.2 | 64 | 2.8 |  |  | 2.23 |  |  | 421 | 505.2 | 2016 |  | 105 |  | 84 | 72 | 70 | 0.58 | 70 | PQS |  | 4.8114 | 70.1667 |  |  | 0.021238 |  | 0.30972 | [5 empty] | Godrej & Boyce MFG. Co. Ltd | #NUM! | #NUM! | #NUM! | Vestfrost | #NUM! | #NUM! | #NUM! | VLS 154A SDD Greenline | #NUM!
Vaccine/icepack freezer | Vestfrost | MF 214 | PQS E003/025 | CF | R134a | Hot | N/A |  | 171 |  | 7.2 | 160 | 2.9 |  |  | 3 |  |  | 490 | 588 | 2016 |  | 171 |  | 84 | 113 | 70 | 0.846 | 96.3 | PQS |  | 3.4386 | 81.6667 |  |  | 0.017544 |  | 0.41667 | [5 empty] | Godrej & Boyce MFG. Co. Ltd | #NUM! | #NUM! | #NUM! | Vestfrost | #NUM! | #NUM! | #NUM! | VLS 204A | #NUM!
Solaire refrigerator & freezer | Dulas | VC 65-2 | PQS E003/026 | SBRF | R134a | Hot | Not Tested | 37.5 |  |  | 2.4 | 18 | 3 |  |  | 0.55 |  |  | 3275 | 3930 | 2016 | 48.3 | 24.3 |  | 93.6 | 92.9 | 77.7 | 0.887 | 92 | PQS | 104.8 |  | 1637.5 | 0.014667 |  |  |  | 0.22917 | [5 empty] | Dulas | #NUM! | #NUM! | #NUM! | Vestfrost | #NUM! | #NUM! | #NUM! | VLS 304A AC | #NUM!
Solaire refrigerator & freezer | Dulas | VC 150-2 | PQS E003/027 | SBRF | R134a | Hot | Not Tested | 86 |  |  | 2.4 | 26 | 3 |  |  | 0.68 |  |  | 4275 | 5130 | 2016 | 111.2 | 33.1 |  | 92.9 | 128.5 | 78.1 | 1.075 | 111 | PQS | 59.6512 |  | 2137.5 | 0.007907 |  |  |  | 0.28333 | [5 empty] | Dulas | #NUM! | #NUM! | #NUM! | Vestfrost | #NUM! | #NUM! | #NUM! | VLS 354A AC | #NUM!
Solaire refrigerator | Dulas | VC 200-1 | PQS E003/028 | SBR | R134a | Hot | Not Tested | 126.5 |  |  |  |  | 3 |  |  | 0.63 |  |  | 3050 | 3660 | 2016 | 155.1 |  |  | 93.3 | 128.5 | 78.1 | 1.075 | 95 | PQS | 28.9328 |  |  | 0.0049802 | [9 empty] | Haier | #NUM! | #NUM! | #NUM! | Vestfrost | #NUM! | #NUM! | #NUM! | VLS 404A AC | #NUM!
Solar direct drive refrigerator witout battery | Haier | HTC-60 | PQS E003/029 | SDR | R600a | Temp | Not Tested | 21 |  |  |  |  | 135 | [5 empty] | 2500 | 2500 | 2016 | 60 |  |  | 78.8 | 87.5 | 65.4 | 0.7 | 98 | PQS | 119.0476 | [12 empty] | Haier | #NUM! | #NUM! | #NUM! | Vestfrost | #NUM! | #NUM! | #NUM! | VLS 504A AC | #NUM!
Solar direct drive refrigerator witout battery | B Medical Systems Sarl (Dometic) | TCW 3000 SDD | PQS E003/030 | SDR | R600a | Temp | Grade A | 156 |  |  |  |  | 86 | [5 empty] | 5749 | 6898.8 | 2016 | 278 |  |  | 91 | 127 | 78 | 1.07 | 114 | PQS | 44.2231 | [12 empty] | Haier | #NUM! | #NUM! | #NUM! | Haier | #NUM! | #NUM! | #NUM! | HBC-120 | #NUM!
icelined refrigerator | Vestfrost | VLS 200 Greenline | PQS E003/031 | ILR | R600a | Hot | Not Tested | 59.5 |  |  |  |  | 24 |  |  | 0.71 |  |  | 582 | 698.4 | 2016 | 113 |  |  | 80 | 73 | 70 | 0.58 | 70 | PQS | 11.7378 |  |  | 0.011933 | [9 empty] | B Medical Systems Sarl (Dometic) | #NUM! | #NUM! | #NUM! | Haier | #NUM! | #NUM! | #NUM! | HBC-240 | #NUM!
icelined refrigerator | Vestfrost | VLS 300 Greenline | PQS E003/032 | ILR | R600a | Hot | Not Tested | 148 |  |  |  |  | 23.5 |  |  | 0.69 |  |  | 698 | 837.6 | 2016 | 157 |  |  | 85 | 70 | 92 | 0.75 | 93 | PQS | 5.6595 |  |  | 0.0046622 | [9 empty] | Vestfrost | #NUM! | #NUM! | #NUM! | Haier | #NUM! | #NUM! | #NUM! | HTC-120 | #NUM!
icelined refrigerator | Vestfrost | VLS 350 Greenline | PQS E003/033 | ILR | R600a | Hot | Not Tested | 196 |  |  |  |  | 31.5 |  |  | 0.64 |  |  | 780 | 936 | 2016 | 209 |  |  | 85 | 70 | 113 | 0.85 | 110 | PQS | 4.7755 |  |  | 0.0032653 | [9 empty] | Vestfrost | #NUM! | #NUM! | #NUM! | Haier | #NUM! | #NUM! | #NUM! | HTC-240 | #NUM!
icelined refrigerator | Haier | HBC-110 | PQS E003/034 | ILR | R134a | Hot | Not Tested | 52.5 |  |  |  |  | 36.17 |  |  | 1.2 |  |  | 590 | 590 | 2016 | 110 |  |  | 86 | 63 | 81.8 | 0.636 | 93 | PQS | 11.2381 |  |  | 0.022857 | [9 empty] | B Medical Systems Sarl (Dometic) | #NUM! | #NUM! | #NUM! | AUCMA | #NUM! | #NUM! | #NUM! | ARKTEK YBC-10 SDD | #NUM!
Solar direct drive combined refrigerator/freezer | B Medical Systems Sarl (Dometic) | TCW 2000 SDD | PQS E003/035 | SDRF | R600a | Temp | Grade A | 99 | 14.4 |  | 2.4 | 16 | 85.24 | [5 empty] | 8580 | 10296 | 2016 | 119 | 42 |  | 127 | 78 | 91 | 1.07 | 125 | PQS | 104 | 715 | 4290 | [10 empty] | Vestfrost | #NUM! | #NUM! | #NUM! | Vestfrost | #NUM! | #NUM! | #NUM! | VLS 076 SDD | #NUM!
icelined refrigerator | Zero Appliances | ZLF 100AC | PQS E003/036 | ILR | R134a | Hot | Grade A | 99 |  |  |  |  | 113.7 |  |  | 1.96 |  |  | 2015 | 2015 | 2016 | 124 |  |  | 178 | 85 | 71 | 1.132 | 100 | PQS | 20.3535 |  |  | 0.019798 | [9 empty] | Godrej & Boyce MFG. Co. Ltd | #NUM! | #NUM! | #NUM! | Vestfrost | #NUM! | #NUM! | #NUM! | VLS 174A AC | #NUM!
Solar direct drive refrigerator and/or freezer | Zero Appliances | ZLF 100DC | PQS E003/037 | SDR | R600a | Hot | Grade A | 93 |  |  |  |  | 72 | [5 empty] | 5283 | 5283 | 2016 | 99 |  |  | 180 | 85 | 73 | 1.132 | 115 | PQS | 56.8065 | [12 empty] | Zero Appliances | #NUM! | #NUM! | #NUM! | B Medical Systems Sarl (Dometic) | #NUM! | #NUM! | #NUM! | TCW80-SDD | #NUM!
icelined refrigerator | Haier | HBC-340 | PQS E003/038 | ILR | R134a | Hot | Not Tested | 211 |  |  |  |  | 45.38 |  |  | 2.06 |  |  | 1180 | 1180 | 2016 | 240 |  |  | 165 | 65 | 85.5 | 1.42 | 165 | PQS | 5.5924 |  |  | 0.009763 | [9 empty] | Haier | #NUM! | #NUM! | #NUM! | Coolfinity Medical B.V. | #NUM! | #NUM! | #NUM! | IceVolt 300P | #NUM!
Solar direct drive refrigerator witout battery | SunDanzer | BFRV 15 SDD | PQS E003/039 | SDR | R134a | Hot | Grade A | 15 |  |  |  |  | 101.19 | [5 empty] | 2295 | 2295 | 2016 | 2017 |  |  | 78 | 70 | 60.5 | 1.27 | 147 | PQS | 153 | [12 empty] | AUCMA | #NUM! | #NUM! | #NUM! | B Medical Systems Sarl (Dometic) | #NUM! | #NUM! | #NUM! | TCW 120 AC | #NUM!
Solar direct drive refrigerator witout battery | Dulas | VC 200 SDD | PQS E003/040 | SDR | R600a | Hot | Grade A | 132 |  |  |  |  | 79.29 | [5 empty] | 4050 | 4050 | 2016 | 205.2 |  |  | 73.1 | 94.5 | 128.5 | 1.2 | 129 | PQS | 30.6818 | [12 empty] | B Medical Systems Sarl (Dometic) | #NUM! | #NUM! | #NUM! | B Medical Systems Sarl (Dometic) | #NUM! | #NUM! | #NUM! | TCW 120 SDD | #NUM!
Solar direct drive refrigerator | Vestfrost | VLS 054 SDD Greenline | PQS E003/041 | SDR | R600a | Hot | Grade A | 55.5 |  |  |  |  | 72.4 | [5 empty] | 2874 | 2874 | 2016 | 108 |  |  | 85 | 72 | 60 | 0.65 | 85 | PQS | 51.7838 | [12 empty] | B Medical Systems Sarl (Dometic) | #NUM! | #NUM! | #NUM! | AUCMA | #NUM! | #NUM! | #NUM! | TCD-100 | #NUM!
Solar direct drive combined refrigerator/freezer | B Medical Systems Sarl (Dometic) | TCW 40 SDD | PQS E003/042 | SDRF | R600a | Hot | Grade A | 36 | 4.8 |  | 5.2 | 4.8 | 81.54 | [5 empty] | 5279 | 6334.8 | 2016 | 46.6 | 4.8 |  | 78 | 103 | 90 | 0.88 | 120 | PQS | 175.9667 | 1319.75 | 1218.2308 | [10 empty] | Haier | #NUM! | #NUM! | #NUM! |  | #NUM! | #NUM! | #NUM! |  | #NUM!
Solar direct drive combined refrigerator/freezer | B Medical Systems Sarl (Dometic) | TCW 2043 SDD | PQS E003/043 | SDRF | R600a | Hot | Grade A | 70 | 9.6 |  | 2.5 | 9.6 | 73.54 | [5 empty] | 8158 | 9789.6 | 2016 | 79 | 42 |  | 91 | 127 | 78 | 1.07 | 160 | PQS | 139.8514 | 1019.75 | 3915.84 | [10 empty] | Godrej & Boyce MFG. Co. Ltd | #NUM! | #NUM! | #NUM! |  | #NUM! | #NUM! | #NUM! |  | #NUM!
icelined refrigerator | Zero Appliances | ZLF 150AC | PQS E003/044 | ILR | R134a | Hot | Grade A | 128 |  |  |  |  | 128.2 |  |  | 2.03 |  |  | 2429 | 2429 | 2016 | 161 |  |  | 190 | 85 | 72 | 1.22 | 116 | PQS | 18.9766 |  |  | 0.015859 | [9 empty] | Godrej & Boyce MFG. Co. Ltd | #NUM! | #NUM! | #NUM! |  | #NUM! | #NUM! | #NUM! |  | #NUM!
Solar direct drive refrigerator | B Medical Systems Sarl (Dometic) | TCW 3043 SDD | PQS E003/045 | SDR | R600a | Hot | Grade A | 89 |  |  |  |  | 116 | [5 empty] | 6110 | 7332 | 2016 | 278 |  |  | 91 | 127 | 78 | 1.07 | 169 | PQS | 82.382 | [12 empty] | Godrej & Boyce MFG. Co. Ltd | #NUM! | #NUM! | #NUM! |  | #NUM! | #NUM! | #NUM! |  | #NUM!
icelined refrigerator | Godrej & Boyce MFG. Co. Ltd | GVR 50 AC | PQS E003/046 | ILR | R600a | Hot | Grade A | 46.5 |  |  |  |  | 182 |  |  | 0.56 |  |  | 1500 | 1500 | 2016 | 57.7 |  |  | 122 | 75 | 79.5 | 0.916 | 125 | PQS | 32.2581 |  |  | 0.012043 | [9 empty] | Vestfrost | #NUM! | #NUM! | #NUM! |  | #NUM! | #NUM! | #NUM! |  | #NUM!
icelined refrigerator | Godrej & Boyce MFG. Co. Ltd | GVR 100 AC | PQS E003/047 | ILR | R600a | Hot | Grade A | 99 |  |  |  |  | 300.3 |  |  | 0.75 |  |  | 2300 | 2300 | 2016 | 121 |  |  | 182 | 75 | 79.5 | 1.3 | 160 | PQS | 23.2323 |  |  | 0.0075758 | [9 empty] | Vestfrost | #NUM! | #NUM! | #NUM! |  | #NUM! | #NUM! | #NUM! |  | #NUM!
Solar direct drive refrigerator/freezer | Dulas | VC 150 SDD | PQS E003/048 | SDRF | R600a | Hot | Grade A | 102 |  |  | 2.04 | 8.4 | 77.99 | [5 empty] | 6800 | 8160 | 2016 | 158.1 | 42.9 |  | 73.5 | 99.2 | 128.3 | 1.2 | 171 | PQS | 80 |  | 4000 | [10 empty] | Vestfrost | #NUM! | #NUM! | #NUM! |  | #NUM! | #NUM! | #NUM! |  | #NUM!
Solar direct drive refrigerator | Godrej & Boyce MFG. Co. Ltd | GVR 50 SDD | PQS E003/049 | SDR | R600a | Hot | Grade A | 46.5 |  |  |  |  | 134.8 | [5 empty] | 3450 | 3450 | 2016 | 59.6 |  |  | 121.5 | 79.5 | 75 | 1.316 | 240 | PQS | 74.1935 | [12 empty] | Vestfrost | #NUM! | #NUM! | #NUM! |  | #NUM! | #NUM! | #NUM! |  | #NUM!
Solar direct drive refrigerator | Godrej & Boyce MFG. Co. Ltd | GVR 100 SDD | PQS E003/050 | SDR | R600a | Hot | Grade A | 99 |  |  |  |  | 175.95 | [5 empty] | 4815 | 4815 | 2016 | 121 |  |  | 182 | 79.5 | 75 | 1.7 | 275 | PQS | 48.6364 | [12 empty] | Vestfrost | #NUM! | #NUM! | #NUM! |  | #NUM! | #NUM! | #NUM! |  | #NUM!
icelined refrigerator | Zero Appliances | ZLF30AC | PQS E003/051 | ILR | R134a | Hot | Grade A | 27 |  |  |  |  | 77.2 |  |  | 1.682 |  |  | 1192 | 1192 | 2016 | 30 |  |  | 102.8 | 61.9 | 56.3 | 0.372 | 65 | PQS | 44.1481 |  |  | 0.062296 | [9 empty] | Vestfrost | #NUM! | #NUM! | #NUM! |  | #NUM! | #NUM! | #NUM! |  | #NUM!
Solar direct drive refrigerator | Zero Appliances | ZLF150DC | PQS E003/052 | SDR | R134a | Hot | Grade A | 128 |  |  |  |  | 107.9 | [5 empty] | 4355 | 4355 | 2016 | 132 |  |  | 189 | 83 | 71 | 1.22 | 120 | PQS | 34.0234 | [12 empty] | Vestfrost | #NUM! | #NUM! | #NUM! |  | #NUM! | #NUM! | #NUM! |  | #NUM!
Solar direct drive refrigerator | Vestfrost | VLS 094 SDD Greenline | PQS E003/053 | SDR | R600a | Hot | Grade A | 92 |  |  |  |  | 72.5 |  | 360 |  |  |  | 3214 | 3856.8 | 2016 | 151 |  |  | 86 | 93 | 70 | 0.83 | 108 | PQS | 41.9217 | [12 empty] | Vestfrost | #NUM! | #NUM! | #NUM! |  | #NUM! | #NUM! | #NUM! |  | #NUM!
Solar direct drive refrigerator | Vestfrost | VLS 154 SDD Greenline | PQS E003/054 | SDR | R600a | Hot | Grade A | 170 |  |  |  |  | 73.4 |  | 360 |  |  |  | 4053 | 4863.6 | 2016 | 248 |  |  | 86 | 127 | 70 | 0.83 | 108 | PQS | 28.6094 | [12 empty] | Haier | #NUM! | #NUM! | #NUM! |  | #NUM! | #NUM! | #NUM! |  | #NUM!
Solar direct drive refrigerator | Zero Appliances | ZLF30DC SDD | PQS E003/055 | SDR | R600a | temp | Grade A | 27 |  |  |  |  | 77.05 | [5 empty] | 2064 | 2064 | 2016 | 33 |  |  | 102.5 | 56 | 60 | 0.372 | 65 | PQS | 76.4444 | [12 empty] | Haier | #NUM! | #NUM! | #NUM! |  | #NUM! | #NUM! | #NUM! |  | #NUM!
Solar direct drive, ancillary battery refrigerator | Haier | HTC-60H | PQS E003/056 | SDR | R600a | Hot | Not Tested | 21 |  |  |  |  | 109.21 |  |  | 0.778 |  |  | 2600 | 2600 | 2016 | 60 |  |  | 78.8 | 65.4 | 87.5 | 0.7 | 110 | PQS | 123.8095 |  |  | 0.037048 | [9 empty] | Haier | #NUM! | #NUM! | #NUM! |  | #NUM! | #NUM! | #NUM! |  | #NUM!
Solar battery powered combo refrigerator & freezer | Haier | HTCD-160 | PQS E003/057 | SBRF | R600a | Hot | Grade A | 100 |  |  | 2.08 | 17.7833 | 121.27 | [5 empty] | 6300 | 6300 | 2016 | 120 | 40 |  | 169.5 | 86.5 | 82.5 | 1.6 | 186 | PQS | 63 |  | 3028.8462 | [10 empty] | Haier | #NUM! | #NUM! | #NUM! |  | #NUM! | #NUM! | #NUM! |  | #NUM!
Solar direct drive refrigerator | Dulas | VC 110 SDD | PQS E003/058 | SDR | R600a | Hot | Grade A | 110 |  |  |  |  | 78.09 | [5 empty] | 3400 | 4080 | 2016 | 205 |  |  | 74 | 95.9 | 128.2 | 1.2 | 129 | PQS | 37.0909 | [12 empty] | AUCMA | #NUM! | #NUM! | #NUM! |  | #NUM! | #NUM! | #NUM! |  | #NUM!
Solar direct drive refrigerator | Dulas | VC 88 SDD | PQS E003/059 | SDR | R600a | Hot | Grade A | 88 |  |  |  |  | 78.09 | [5 empty] | 4280 | 5136 | 2016 | 205 |  |  | 74 | 95.9 | 128.2 | 1.2 | 129 | PQS | 58.3636 | [12 empty] | Vestfrost | #NUM! | #NUM! | #NUM! |  | #NUM! | #NUM! | #NUM! |  | #NUM!
Vaccine/waterpacks freezer | AUCMA | DW-25W147 | PQS E003/060 | CF | R134a | Hot | N/A |  | 147 |  | 14.5 |  | 6.44 |  |  | 3.31 |  |  | 450 | 450 | 2016 |  | 147 |  | 79 | 88 | 59.5 | 0.41 | 45 | PQS |  | 3.0612 | 31.0345 |  |  | 0.022517 |  | 0.22828 | [5 empty] | Vestfrost | #NUM! | #NUM! | #NUM! |  | #NUM! | #NUM! | #NUM! |  | #NUM!
Vaccine/waterpacks freezer | AUCMA | DW-25W300 | PQS E003/061 | CF | R134a | Hot | N/A |  | 240 |  | 38.3 |  | 58.36 |  |  | 3.37 |  |  | 540 | 540 | 2016 |  | 300 |  | 122.6 | 79 | 94.5 | 0.92 | 75 | PQS |  | 2.25 | 14.0992 |  |  | 0.014042 |  | 0.08799 | [5 empty] | B Medical Systems Sarl (Dometic) | #NUM! | #NUM! | #NUM! |  | #NUM! | #NUM! | #NUM! |  | #NUM!
Icelined refrigerator | Vestfrost | VLS 200A Greenline | PQS E003/062 | ILR | R600a | Hot | Grade A | 60 |  |  |  |  | 54 |  |  | 0.57 |  |  | 669 | 802.8 | 2016 | 113 |  |  | 85 | 73 | 70 | 0.58 | 70 | PQS | 13.38 |  |  | 0.0095 | [9 empty] | Coolfinity Medical B.V. | #NUM! | #NUM! | #NUM! |  | #NUM! | #NUM! | #NUM! |  | #NUM!
Icelined refrigerator | Vestfrost | VLS 300A Greenline | PQS E003/063 | ILR | R600a | Hot | Grade A | 98 |  |  |  |  | 55.5 |  |  | 0.6 |  |  | 882 | 1058.4 | 2016 | 157 |  |  | 85 | 92 | 70 | 0.75 | 93 | PQS | 10.8 |  |  | 0.0061224 | [9 empty] | B Medical Systems Sarl (Dometic) | #NUM! | #NUM! | #NUM! |  | #NUM! | #NUM! | #NUM! |  | #NUM!
Icelined refrigerator | Vestfrost | VLS 350A Greenline | PQS E003/064 | ILR | R600a | Hot | Grade A | 127 |  |  |  |  | 54.7 |  |  | 0.62 |  |  | 924 | 1108.8 | 2016 | 209 |  |  | 85 | 113 | 70 | 0.85 | 110 | PQS | 8.7307 |  |  | 0.0048819 | [9 empty] | B Medical Systems Sarl (Dometic) | #NUM! | #NUM! | #NUM! |  | #NUM! | #NUM! | #NUM! |  | #NUM!
Icelined refrigerator | Vestfrost | VLS 400A Greenline | PQS E003/065 | ILR | R600a | Hot | Grade A | 145 |  |  |  |  | 55 |  |  | 0.67 |  |  | 1005 | 1206 | 2016 | 235 |  |  | 86 | 127 | 70 | 1.02 | 126 | PQS | 8.3172 |  |  | 0.0046207 | [9 empty] | AUCMA | #NUM! | #NUM! | #NUM! |  | #NUM! | #NUM! | #NUM! |  | #NUM!
Icelined refrigerator | B Medical Systems Sarl (Dometic) | TCW 4000 AC | PQS E003/066 | ILR | R600a | Hot | Grade A | 240 |  |  |  |  | 77.3 |  |  | 0.85 |  |  | 3307 | 3968.4 | 2016 | 149 |  |  | 91.5 | 162.5 | 78 | 0.88 | 174 | PQS | 16.535 |  |  | 0.0035417 | [11 empty] | #NUM! | #NUM! |  | #NUM! |  | #NUM! |  | #NUM!
Solar direct drive refrigerator | B Medical Systems Sarl (Dometic) | TCW 15R SDD | PQS E003/067 | SDR | R600a | Hot | Grade A | 16 |  |  |  |  | 81.8 | [5 empty] | 4244 | 5092.8 | 2016 | 26.5 |  |  | 95 | 73 | 73 | 0.65 | 85 | PQS | 318.3 | [14 empty] | #NUM! | #NUM! |  | #NUM! |  | #NUM! |  | #NUM!
Solar direct drive refrigerator | B Medical Systems Sarl (Dometic) | TCW 40R SDD | PQS E003/068 | SDR | R600a | Hot | Grade A | 36 |  |  |  |  | 81.54 |  | 250 |  |  |  | 4840 | 5808 | 2016 | 46.6 |  |  | 90 | 78 | 103 | 0.88 | 120 | PQS | 161.3333 | [14 empty] | #NUM! | #NUM! |  | #NUM! |  | #NUM! |  | #NUM!
Solar direct drive refrigerator | Vestfrost | VLS 024 SDD Greenline | PQS E003/069 | SDR | R600a | Hot | Grade A | 25.5 |  |  |  |  | 81.7 |  | 360 |  |  |  | 2585 | 3102 | 2016 | 36 |  |  | 83 | 55.5 | 64.5 | 0.63 | 75 | PQS | 121.6471 | [14 empty] | #NUM! | #NUM! |  | #NUM! |  | #NUM! |  | #NUM!
Combined icelined refrigerator/waterpacks freezer | Vestfrost | VLS 064 RF | PQS E003/070 | ILRF | R134a | Hot | Not Tested | 52.5 |  |  | 3.6 | 3.6 | 20.2 |  |  | 1.8 |  |  | 954 | 1144.8 | 2016 | 75 | 5.1 |  | 84.5 | 72.5 | 71 | 0.58 | 98 | PQS | 21.8057 |  | 318 | 0.034286 |  |  |  | 0.5 | [7 empty] | #NUM! | #NUM! |  | #NUM! |  | #NUM! |  | #NUM!
Waterpacks freezer | B Medical Systems Sarl (Dometic) | TFW 3000 AC | PQS E003/071 | WPF | R290 | Hot | N/A |  | 204 |  | 32.4 | 97.2 |  |  |  | 2.15 |  |  | 2789 | 3346.8 | 2016 |  | 204 |  | 91 | 127 | 78 | 1.07 | 126 | PQS |  | 16.4059 | 103.2963 |  |  | 0.010539 |  | 0.066358 | [7 empty] | #NUM! | #NUM! |  | #NUM! |  | #NUM! |  | #NUM!
Icelined refrigerator | Dulas | VC 225 ILR | PQS E003/072 | ILR | R600a | Hot | Grade A | 184.5 |  |  |  |  | 94 |  |  | 0.803 |  |  | 2600 | 2600 | 2016 | 203.2 |  |  | 98.6 | 128.7 | 78 | 1.29 | 172 | PQS | 14.0921 |  |  | 0.0043523 | [11 empty] | #NUM! | #NUM! |  | #NUM! |  | #NUM! |  | #NUM!
Solar Direct drive freezer | B Medical Systems Sarl (Dometic) | TFW 40 SDD | PQS E003/073 | SDF | R600a | Hot | N/A |  | 12 |  | 2.16 | 12 | 120 | [5 empty] | 5279 | 5279 | 2016 |  | 64 |  | 90 | 103 | 78 | 0.88 | 119 | PQS |  | 439.9167 | 2443.9815 | [12 empty] | #NUM! | #NUM! |  | #NUM! |  | #NUM! |  | #NUM!
Solar Direct drive combined refrigerator/freezer | Haier | HTCD 90 SDD | PQS E003/074 | SDRF | R600a | Hot | Grade A | 37.5 | 12 |  | 2.08 | 12 | 114.9 | [5 empty] | 4500 | 4500 | 2016 | 37.5 | 32 |  | 112 | 65.4 | 87.5 | 0.98 | 108 | PQS | 120 | 375 | 2163.4615 | [12 empty] | #NUM! | #NUM! |  | #NUM! |  | #NUM! |  | #NUM!
Solar Direct drive refrigerator | Haier | HTC 40 SDD | PQS E003/075 | SDR | R600a | Hot | Grade A | 22.5 |  |  |  |  | 117 | [5 empty] | 2700 | 2700 | 2016 | 40 |  |  | 78.8 | 65 | 87.5 | 0.7 | 75 | PQS | 120 | [14 empty] | #NUM! | #NUM! |  | #NUM! |  | #NUM! |  | #NUM!
Solar Direct drive refrigerator | Haier | HTC 110 SDD | PQS E003/076 | SDR | R600a | Hot | Grade A | 59 |  |  |  |  | 96 | [5 empty] | 3000 | 3000 | 2016 | 110 |  |  | 78.8 | 65.4 | 112.8 | 0.98 | 94 | PQS | 50.8475 | [14 empty] | #NUM! | #NUM! |  | #NUM! |  | #NUM! |  | #NUM!
Solar direct drive combined refrigerator/freezer | B Medical Systems Sarl (Dometic) | TCW 15 SDD | PQS E003/077 | SDRF | R600a | Hot | Grade A | 16 | 2.4 |  | 1.97 | 2.4 | 84 | [5 empty] | 4277 | 5132.4 | 2016 | 26.5 | 2.4 |  | 95 | 73 | 73 | 0.65 | 87 | PQS | 320.775 | 2138.5 | 2605.2792 | [12 empty] | #NUM! | #NUM! |  | #NUM! |  | #NUM! |  | #NUM!
Solar direct drive refrigerator | Dulas | VC 50 SDD | PQS E003/078 | SDR | R600a | Hot | Grade A | 52.5 |  |  |  |  | 74.15 | [5 empty] | 2750 | 3300 | 2016 | 82 |  |  | 96 | 100 | 74 | 1.02 | 129 | PQS | 62.8571 | [14 empty] | #NUM! | #NUM! |  | #NUM! |  | #NUM! |  | #NUM!
Icelined refrigerator | AUCMA | CFD-50 | PQS E003/079 | ILR | R134a | Hot | Grade A | 50 |  |  |  |  | 135 |  |  | 0.77 |  |  | 1400 | 1400 | 2016 | 68 |  |  | 158.8 | 54.5 | 65.5 | 0.77 | 100 | PQS | 28 |  |  | 0.0154 | [11 empty] | #NUM! | #NUM! |  | #NUM! |  | #NUM! |  | #NUM!
Ice-lined refrigerator | Godrej & Boyce MFG. Co. Ltd | GVR 51 LITE AC | PQS E003/080 | ILR | R600a | Hot | Grade A | 51 |  |  |  |  | 89.43 |  |  | 2.04 |  |  | 900 | 900 | 2016 | 69 |  |  | 151.5 | 73.5 | 62 | 0.86 | 115 | PQS | 17.6471 |  |  | 0.04 | [11 empty] | #NUM! | #NUM! |  | #NUM! |  | #NUM! |  | #NUM!
Ice-lined refrigerator | Godrej & Boyce MFG. Co. Ltd | GVR 75 Lite | PQS E003/081 | ILR | R600a | Hot | Grade A | 72.5 |  |  |  |  | 81 |  |  | 2.77 |  |  | 972 | 972 | 2016 | 99 |  |  | 151 | 73.5 | 62 | 0.86 | 115 | PQS | 13.4069 |  |  | 0.038207 | [11 empty] | #NUM! | #NUM! |  | #NUM! |  | #NUM! |  | #NUM!
Ice-lined refrigerator | Godrej & Boyce MFG. Co. Ltd | GVR 99 Lite | PQS E003/082 | ILR | R600a | Hot | Grade A | 98.5 |  |  |  |  | 59.34 |  |  | 1.73 |  |  | 1050 | 1050 | 2016 | 124 |  |  | 170 | 73.5 | 62 | 0.95 | 125 | PQS | 10.6599 |  |  | 0.017563
Ice-lined refrigerator | Godrej & Boyce MFG. Co. Ltd | GVR 225 AC | PQS E003/083 | ILR | R600a | Hot | Grade A | 225 |  |  |  |  | 55 |  |  | 2.38 |  |  | 1800 | 1800 | 2016 | 278 |  |  | 182 | 79.5 | 75 | 1.3 | 160 | PQS | 8 |  |  | 0.010578
Solar direct drive combined refrigerator/freezer | Dulas | VC 60 SDD-1 | PQS E003/084 | SDRF | R600a | Hot | Grade A | 57 | 24 |  | 2.4 | 13.8 | 82.48 | [5 empty] | 4750 | 5700 | 2016 | 124 |  |  | 95.9 | 128 | 74 | 1.2 | 170 | PQS | 100 | 237.5 | 2375
Solar direct drive refrigerator | Dulas | VC 30 SDD | PQS E003/085 | SDR | R600a | Hot | Grade A | 25.5 |  |  |  |  | 72.09 | [5 empty] | 2500 | 3000 | 2017 | 39 |  |  | 98.7 | 89 | 75.5 | 1.02 | 129 | PQS | 117.6471
Solar direct drive freezer | Haier | HTD-40 | PQS E003/086 | SDF | R600a | Hot | N/A |  | 48 |  | 2.4 | 20 | 120 | [5 empty] | 2900 | 2900 | 2017 | 48 |  |  | 78.8 | 65.4 | 87.5 | 0.7 | 65 | PQS |  | 60.4167 | 1208.3333
Ice-lined refrigerator | Haier | HBC-260 | PQS E003/087 | ILR | R600a | Hot | Grade A | 211 |  |  |  |  | 34.4 |  |  | 1.62 |  |  | 1050 | 1050 | 2017 | 260 |  |  | 165 | 65.4 | 78.8 | 0.91 | 132 | PQS | 4.9763 |  |  | 0.0076777
Ice-lined refrigerator | Haier | HBC-150 | PQS E003/088 | ILR | R600a | Hot | Grade A | 122 |  |  |  |  | 30.16 |  |  | 0.61 |  |  | 900 | 900 | 2017 | 150 |  |  | 112.8 | 65.4 | 78.8 | 0.61 | 85 | PQS | 7.377 |  |  | 0.005
Ice-lined refrigerator | Haier | HBC-80 | PQS E003/089 | ILR | R600a | Hot | Grade A | 61 |  |  |  |  | 31.5 |  |  | 0.63 |  |  | 720 | 720 | 2017 | 80 |  |  | 87.5 | 65.4 | 78.8 | 0.45 | 75 | PQS | 11.8033 |  |  | 0.010328
Solar direct drive refrigerator | B Medical Systems Sarl (Dometic) | Ultra 16 SDD | PQS E003/090 | SDR | R600a | Hot | Grade A | 16 |  |  |  |  | 477.56 | [5 empty] | 5898 | 7077.6 | 2017 | 24.5 |  |  | 113 | 85 | 78 | 1.04 | 200 | PQS | 442.35
Solar direct drive refrigerator and freezer | Vestfrost | VLS 026 RF Green Line | PQS E003/091 | SDRF | R600a | Hot | Grade A | 20 | 34.3 |  | 1.8 | 17.4 | 72.22 | [5 empty] | 4550 | 5460 | 2017 | 35 |  |  | 88 | 111 | 65 | 0.92 | 141 | PQS | 273 | 159.1837 | 3033.3333
Solar direct drive refrigerator and freezer | Vestfrost | VLS 056 RF SDD | PQS E003/092 | SDRF | R600a | Hot | Grade A | 36 | 34.3 |  | 1.8 | 17.4 | 72 | [5 empty] | 4835 | 5802 | 2017 | 49.3 |  |  | 88 | 111 | 65 | 0.92 | 141 | PQS | 161.1667 | 169.1545 | 3223.3333
Solar direct drive refrigerator | B Medical Systems Sarl (Dometic) | TCW 4000 SDD | PQS E003/093 | SDR | R600a | Hot | Grade A | 220 |  |  |  |  | 91.16 | [5 empty] | 6138 | 7365.6 | 2018 | 250 |  |  | 91.5 | 162.5 | 78 | 1.36 | 192 | PQS | 33.48
Ice-lined refrigerator | Vestfrost | VLS 500A AC | PQS E003/094 | ILR | R600a | Hot | Grade A | 242 |  |  |  |  | 55.27 |  |  | 0.638 |  |  |  |  | 2018 | 314 |  |  | 84.5 | 156.3 | 70 | 1.16 | 150 | PQS | 0 |  |  | 0.0026364
Solar direct drive refrigerator or freezer | Godrej & Boyce MFG. Co. Ltd | GVR 55 FF DC | PQS E003/095 | SDRorF | R290 | Hot | Grade A | 58 | 44 |  |  | 14.4 | 283.3 | [5 empty] | 5995 | 5995 | 2018 | 90 |  |  | 183 | 79.5 | 75 | 1.73 | 380 | PQS | 103.3621 | 136.25
Ice-lined refrigerator | Zero Appliances | ZLF80AC | PQS E003/096 | ILR | R134a | Hot | Grade A | 77 |  |  |  |  | 105.17 |  |  | 1.4 |  |  | 1566 | 1566 | 2018 | 94 |  |  | 167 | 85 | 71 | 1.132 | 142 | PQS | 20.3377 |  |  | 0.018182
Combined icelined refrigerator/waterpacks freezer | Haier | HBCD-90 | PQS E003/097 | ILRF | R600a | Hot | Grade A | 30 | 32 |  | 4 | 32 | 63.48 |  |  | 0.97 |  |  | 1500 | 1500 | 2018 | 42 | 32 |  | 112.8 | 87.5 | 65.4 | 0.98 | 118 | PQS | 50 | 46.875 | 375 | 0.032333 |  | 0.030312 |  | 0.2425
Solar direct drive refrigerator | AUCMA | CFD-50 SDD | PQS E003/098 | SDR | R600a | Hot | Grade A | 50 |  |  |  |  | 120 | [5 empty] | 3200 | 3200 |  | 68 |  |  | 158.8 | 65.5 | 54.5 | 0.78 | 95 | PQS | 64
Solar direct drive freezer | Vestfrost | VFS 048 SDD | PQS E003/099 | SDR | R600a | Hot | N/A |  | 17.4 |  | 1.6 | 17.4 | [6 empty] | 2635 | 3162 | 2018 | 34.3 |  |  | 85 | 55.5 | 65 | 1.42 | 167 | PQS |  | 181.7241 | 1976.25
Icelined refrigerator | B Medical Systems Sarl (Dometic) | TCW 40R AC | PQS E003/100 | ILR | R600a | Hot | Grade A | 36.5 |  |  |  |  | 121.54 |  |  | 0.8 |  |  | 2770 | 3324 | 2019 | 45 |  |  | 103 | 78 | 90 | 0.88 | 128 | PQS | 91.0685 |  |  | 0.021918
Icelined refrigerator | B Medical Systems Sarl (Dometic) | TCW 80 AC | PQS E003/101 | ILR | R600a | Hot | Grade A | 80.5 |  |  |  |  | 72.09 |  |  | 1.16 |  |  | 2992 | 3590.4 | 2019 | 82.5 |  |  | 103 | 78 | 90 | 0.88 | 128 | PQS | 44.6012 |  |  | 0.01441
Solar direct drive refrigerator | Haier | HTC-112 | PQS E003/102 | SDR | R600a | Hot | Grade A | 75 |  |  |  |  | 92.48 | [5 empty] | 3150 | 3150 | 2019 | 112 |  |  | 112.8 | 65.4 | 87.5 |  |  | PQS | 42
Combined icelined refrigerator/waterpacks freezer | Godrej & Boyce MFG. Co. Ltd | GVR 55 FF AC | PQS E003/103 | ILRF | R600a | Hot | Grade A | 58 | 14.4 |  | 2.4 | 14.4 | 113.37 |  |  | 1.91 |  |  | 1500 | 1500 | 2019 | 90 | 44 |  | 1820 | 795 | 750 | 1.37 | 180 | PQS | 25.8621 | 104.1667 | 625 | 0.032931 |  | 0.13264 |  | 0.79583
Combined icelined refrigerator | Godrej & Boyce MFG. Co. Ltd | GVR 25 Lite | PQS E003/104 | ILR | R600a | Hot | Grade A | 27.5 |  |  |  |  | 53 |  |  | 0.91 |  |  | 800 | 800 | 2019 | 41 |  |  | 1097 | 618 | 774 | 0.7 | 95 | PQS | 29.0909 |  |  | 0.033091
Solar direct drive refrigerator | Godrej & Boyce MFG. Co. Ltd | GVR 25 Lite DC | PQS E003/105 | SDR | R600a | Hot | Grade A | 27.5 |  |  |  |  | 95.5 | [5 empty] | 2562 | 2562 | 2019 | 41 |  |  | 774 | 818 | 1097 | 1.06 | 190 | PQS | 93.1636
Solar direct drive refrigerator | Vestfrost | VLS 054A SDD Greenline | PQS E003/106 | SDR | R600a | Hot | Grade A | 55.5 |  |  |  |  | 72.4 | [5 empty] | 2924 | 3508.8 | 2019 | 108 |  |  | 85 | 72 | 60 | 0.65 | 85 | PQS | 63.2216
Solar direct drive refrigerator | Vestfrost | VLS 094A SDD Greenline | PQS E003/107 | SDR | R600a | Hot | Grade A | 92 |  |  |  |  | 72.5 | [5 empty] | 3264 | 3916.8 | 2019 | 151 |  |  | 86 | 93 | 70 | 0.83 | 108 | PQS | 42.5739
Solar direct drive refrigerator | Vestfrost | VLS 154A SDD Greenline | PQS E003/108 | SDR | R600a | Hot | Grade A | 170 |  |  |  |  | 73.4 | [5 empty] | 4103 | 4923.6 | 2019 | 248 |  |  | 86 | 127 | 70 | 0.83 | 108 | PQS | 28.9624
Icelined refrigerator | Vestfrost | VLS 204A | PQS E003/109 | ILR | R600a | Hot | Grade A | 60 |  |  |  |  | 54 |  |  | 0.58 |  |  | 709 | 850.8 | 2019 | 113 |  |  | 85 | 73 | 70 | 0.58 | 70 | PQS | 14.18 |  |  | 0.0096667
Icelined refrigerator | Vestfrost | VLS 304A AC | PQS E003/110 | ILR | R600a | Hot | Grade A | 98 |  |  |  |  | 55.5 |  |  | 0.69 |  |  | 862 | 1034.4 | 2019 | 157 |  |  | 85 | 92 | 70 | 0.75 | 93 | PQS | 10.5551 |  |  | 0.0070408
Icelined refrigerator | Vestfrost | VLS 354A AC | PQS E003/111 | ILR | R600a | Hot | Grade A | 127 |  |  |  |  | 54.7 |  |  | 0.64 |  |  | 964 | 1156.8 | 2019 | 209 |  |  | 85 | 113 | 70 | 0.85 | 110 | PQS | 9.1087 |  |  | 0.0050394
Icelined refrigerator | Vestfrost | VLS 404A AC | PQS E003/112 | ILR | R600a | Hot | Grade A | 145 |  |  |  |  | 55 |  |  | 0.69 |  |  | 1045 | 1254 | 2019 | 235 |  |  | 86 | 127 | 70 | 1.02 | 126 | PQS | 8.6483 |  |  | 0.0047586
Icelined refrigerator | Vestfrost | VLS 504A AC | PQS E003/113 | ILR | R600a | Hot | Grade A | 242 |  |  |  |  | 55.27 |  |  | 0.638 |  |  | 1825 | 2190 | 2019 | 314 |  |  | 84.5 | 156.3 | 70 | 1.16 | 150 | PQS | 9.0496 |  |  | 0.0026364
Icelined refrigerator | Haier | HBC-120 | PQS E003/114 | ILR | R600a | Hot | Grade A | 100 |  |  |  |  | 128.48 |  |  | 0.35 |  |  | 1700 | 1700 | 2020 | 120 |  |  | 89 | 82.9 | 142.5 | 1.44 | 160 | PQS | 17 |  |  | 0.0035
Icelined refrigerator | Haier | HBC-240 | PQS E003/115 | ILR | R600a | Hot | Grade A | 200 |  |  |  |  | 87.14 |  |  | 0.4 |  |  | 1850 | 1850 | 2020 | 240 |  |  | 89 | 82.9 | 142.5 | 1.8 | 182 | PQS | 9.25 |  |  | 0.002
Solar Direct Drive Refrigerator | Haier | HTC-120 | PQS E003/116 | SDR | R600a | Hot | Grade A | 100 |  |  |  |  | 112.24 | [5 empty] | 3620 | 3620 | 2020 | 120 |  |  | 86.5 | 82.5 | 142.5 | 1.44 | 160 | PQS | 36.2
Solar Direct Drive Refrigerator | Haier | HTC-240 | PQS E003/117 | SDR | R600a | Hot | Grade A | 200 |  |  |  |  | 95.23 | [5 empty] | 4150 | 4150 | 2020 | 240 |  |  | 86.5 | 82.5 | 181.5 | 1.79 | 185 | PQS | 20.75
Solar Direct Drive Refrigerator | AUCMA | ARKTEK YBC-10 SDD | PQS E003/118 | SDR | R600a | Hot | Grade A | 10 |  |  |  |  | 72 | [5 empty] | 3550 | 3550 | 2020 | 15 |  |  | 86 | 52.8 | 52.8 |  |  | PQS | 355
Solar direct drive combined refrigerator/freezer | Vestfrost | VLS 076 SDD | PQS E003/119 | SDRF | R290 | Hot | Grade A | 61.25 | 17.4 |  | 1.8 | 17.4 | 89.32 | [5 empty] | 5177 | 6212.4 | 2021 | 111 | 34.3 |  | 96 | 65 | 128 | 1.15 | 157 | PQS | 101.4269 | 357.0345 | 3451.3333
Icelined refrigerator | Vestfrost | VLS 174A AC | PQS E003/120 | IRL | R600a | Hot | Grade A | 38 |  |  |  |  | 50.52 |  |  | 0.504 | [5 empty] | 50.6 |  |  | 95 | 65 | 55 | 0.63 | 79 | PQS | 0 |  |  | 0.013263
Solar Direct Drive Refrigerator | B Medical Systems Sarl (Dometic) | TCW80-SDD | PQS E003/121 | SDR | R600a | Hot | Grade A | 80.5 |  |  |  |  | 72.22 | [5 empty] | 5437 | 6524.4 | 2021 | 82.5 |  |  | 90 | 103 | 78 | 0.88 | 113 | PQS | 81.0484
Icelined refrigerator | Coolfinity Medical B.V. | IceVolt 300P | PQS E003/122 | ILR | #R290 | Hot | Grade A | 241 |  |  |  |  | 20.48 |  |  | 2.39 |  |  | 2250 | 2700 | 2021 | 328 |  |  | 199.9 | 67 | 73 | 1.09 | 174 | PQS | 11.2033 |  |  | 0.009917
Vaccine Refrigerator / Ice-pack Freezer | B Medical Systems Sarl (Dometic) | TCW 120 AC | PQS E003/123 | ILRF | R600a | Hot | Grade A | 120 | 13.2 |  | 1.6 | 13.2 | 72 |  |  | 1.6 |  |  |  |  | 2021 | 120 | 13.2 |  | 91.5 | 16.25 | 78 | 1.39 | 192 | PQS | 0 | 0 | 0 | 0.013333 |  | 0.12121 |  | 1
Solar direct drive combined refrigerator/freeze | B Medical Systems Sarl (Dometic) | TCW 120 SDD | PQS E003/124 | SDRF | R600a | Hot | Grade A | 120 | 25 |  | 1.6 | 13.2 | 72 | [7 empty] | 2021 | 120 | 13.2 |  | 91.5 | 16.25 | 78 | 1.39 | 192 | PQS | 0 | 0 | 0
Vaccine Freezer - Ultralow Temperature Storage | B Medical Systems Sarl (Dometic) | U201 | PQS E003/125 | ULTF | #rR290 | Hot | NA |  |  | 214 | 1.6 | 13.2 | 72 | [7 empty] | 2022 |  |  | 214 | 129.3 | 69.9 | 103.9 | 1.2 | 252 | PQS |  |  | 0
Vaccine freezer | Haier | HBD-86 | PQS E003/126 | CF | R600a | Hot | NA |  | 61 | [6 empty] | 0.98 |  |  | 1065 | 1065 | 2022 |  | 86 |  | 788 | 717 | 872 | 0.71 | 90 | PQS |  | 17.459 |  |  |  | 0.016066
Vaccine/waterpacks freezer | Western Refrigeration | VFW140H-HC | PQS E003/127 | CF | #R290 | Hot | NA |  | 68 |  | 16.2 | 72.5 |  |  |  | 2.06 |  |  | 635 | 635 | 2022 |  | 142 |  | 955 | 710 | 720 | 0.6 | 60 | PQS |  | 9.3382 | 39.1975 |  |  | 0.030294 |  | 0.12716
Vaccine/waterpacks freezer | Western Refrigeration | VFW310H-HC | PQS E003/128 | CF | #R290 | Hot | NA |  | 166 |  | 28.2 | 203 |  |  |  | 2.32 |  |  | 775 | 775 | 2022 |  | 317 |  | 965 | 1230 | 720 | 1.03 | 91 | PQS |  | 4.6687 | 27.4823 |  |  | 0.013976 |  | 0.08227
Combined icelined refrigerator/waterpacks freezer | AUCMA | TCD-100 | PQS E003/129 | ILRF | R600a | Hot | Grade A | 48 | 38 |  | 2 | 10.7 |  |  |  | 3.5 | [5 empty] | 59 | 38 |  | 975 | 1050 | 750 | 0.95 | 260 | PQS | 0 | 0 | 0 | 0.072917 |  | 0.092105 |  | 1.75
Non Refrigerator | Non Refrigerator | Non-PQS ILR-36 | Non-PQS ILR-36 | ILR | R600a | Hot | NA | 36 | [21 empty] | Non | 0
Non Refrigerator | Non Refrigerator | Non-PQS ILR-70 | Non-PQS ILR-70 | ILR | R600a | Hot | NA | 70 | [21 empty] | Non | 0
Non Refrigerator | Non Refrigerator | Non-PQS ILR-100 | Non-PQS ILR-100 | ILR | R600a | Hot | NA | 100 | [21 empty] | Non | 0
Non Refrigerator | Non Refrigerator | Non-PQS ILR-150 | Non-PQS ILR-150 | ILR | R600a | Hot | NA | 150 | [21 empty] | Non | 0
Non Refrigerator | Non Refrigerator | Non-PQS ILR-200 | Non-PQS ILR-200 | ILR | R600a | Hot | NA | 200 | [21 empty] | Non | 0

## EqptCdF
Base données réfrigérateurs et congélateurs |  |  |  |  | No. of cold chain equipments: | 48 | [10 empty] | Index
Equipment identification | [6 empty] | Net stockage volume (litres) |  | Waterpack production capacities |  | Holdover time (hours) |  | Energy Consumption |  |  |  | Info prix |  |  | Gross Volume (litres) |  | External dimensions (cm) |  |  | Shipping characteristics
Designation | Manufacturer (make) | Models | Code PQS | Type | Refrigerant | Temperature Zone | Net Storage Volume (+5°C) | Net Storage Volume (-20°C) | kg ice/24hrs at 32°C with vaccines | Waterpack storage capacity (No. 0.6 waterpacks) | Cold Holdover Time | Warm Holdover Time | Electrical power (Watts) | electricity (kWh/24hrs) | Gaz (kg/24hrs) | Kerosene (litres/24hrs) | Price currency | Price in US$ | Year of price | Gross Storage Volume (+5°C) | Gross Storage Volume (-20°C) | H (cm) | W (cm) | L (cm) | Shipping volume (m3) | Shipping weight (kg) | No. of rows
A | B | C | D | E | F | G | H | I | J | K | L | M | N | O | P | Q | R | S | T | U | V | W | X | Y | Z | AA | AB
Refrigerateur | Iceberg | SSFF300 | domestique | Refr |  |  | 100 | [6 empty] | 2 |  |  |  | 300 | [8 empty] | 1
Refrigerateur solaire | SunDanzer | DCF225/C225 | domestique | Solaire | [9 empty] | 2 |  |  |  | 300 | [8 empty] | 2
Refrigerateur | Dometic | RKE400 | domestique | [10 empty] | 2 |  |  |  | 300 | [8 empty] | 3
Congélateur d'accus | MAYTAG | R600A | domestique | RC | R134a |  |  | 514 | [5 empty] | 2.4 |  |  |  | 500 | [8 empty] | 4
Congélateur d'accus | Westpoint | WBQ-608.1X | domestique | RC | R134a |  |  | 595 | [5 empty] | 2 |  |  |  | 300 | [8 empty] | 5
Refrigerateur | Westpoint | CQD 22D | domestique | [10 empty] | 2 |  |  |  | 300 | [8 empty] | 6
Refrigerateur | Consul | COE 22 DBICN | domestique | [10 empty] | 2 |  |  |  | 300 | [8 empty] | 7
Refrigerateur | SEAFREEZE | RR-2 | domestique | ES | R 134a |  | 40 | 25 | [5 empty] | 2 |  |  |  | 300 | [8 empty] | 8
réfrigérateur & congélateur | Dometic | RGE 400 | domestique | RA | NH3 |  | 112 | 47 | [5 empty] | 3.9 |  |  |  | 400 | [8 empty] | 9
Refrigerateur | Westpoint | PR-134 | domestique | ES | R134a | TZA | [7 empty] | 2 |  |  |  | 300 | [8 empty] | 10
Refrigerateur | Westpoint | PR132.G1 | domestique | ES | R134a | TZA | [7 empty] | 2 |  |  |  | 300 | [8 empty] | 11
Refrigerateur | General Electric | FS-20L | domestique | [10 empty] | 2 |  |  |  | 300 | [8 empty] | 12
Refrigerateur | Electrolux | FFC 09C 3AW1 | domestique | [10 empty] | 2 |  |  |  | 300 | [8 empty] | 13
Refrigerateur | General Electric | TAX 65NXARW | domestique | [10 empty] | 2 |  |  |  | 300 | [8 empty] | 14
Refrigerateur | Sanyo | SR-4800W | domestique | [10 empty] | 2 |  |  |  | 300 | [8 empty] | 15
Refrigerateur | General Electric | TA 04 D04 | domestique | [10 empty] | 2 |  |  |  | 300 | [8 empty] | 16
Refrigerateur | SOLELEC | TRS 140 SI | domestique | [10 empty] | 2 |  |  |  | 300 | [8 empty] | 17
Refrigerateur | ND | FRT15B3AW5 | domestique | [10 empty] | 2 |  |  |  | 300 | [8 empty] | 18
réfrigérateur & congélateur | Dometic | RKE 400 | domestique | RA | NH3 |  | 112 | 47 | [5 empty] | 3.9 | [12 empty] | 19
réfrigérateur & congélateur | Sibir | V240EK | old PIS | RA | NH3 |  | 20 | 40 | [18 empty] | 20
refrigerateur |  | S210KE | domestique | [23 empty] | 21
refrigerateur | ND | model domestique | domestique | Refr |  |  | 100 | [6 empty] | 2 |  |  |  | 300 | [8 empty] | 22
Congélateur | Algor | S50/06 | domestique | Cong | R134a | [8 empty] | 2.4 |  |  |  | 500 | [8 empty] | 23
Congélateur | Vestfrost | MF304 |  | Cong | R134a |  | 296 | 282 | [5 empty] | 2.4 |  |  |  | 500 | [8 empty] | 24
Refrigérateur&Congélateur | Sibir | S230GF |  | Refr | NH3 |  | 230 | 153 | [18 empty] | 25
Congélateur | EVERmed | BLCF440W |  | Cong | R600A | [21 empty] | 26
Réfrigérateur | Sibir | S210GE | domestique | Refr | NH3 |  | 224 | 90 | [5 empty] | 2 |  |  |  | 300 | [8 empty] | 27
refrigerateur | Sharp | SJ-14T-G2S | domestique | refr | HFC-134a |  | 148 | 59 | [5 empty] | 2 |  |  |  | 300 | [8 empty] | 28
congelateur | Ignis | S40/08 | domestique | cong |  |  | 100 | [6 empty] | 2 |  |  |  | 300 | [8 empty] | 29
refrigerateur | Samsung | RT26HAR2DSA |  | refr |  |  | 100 | [6 empty] | 2 |  |  |  | 300 | [8 empty] | 30
refrigerateur | Sharp | SJ-14T-G2S |  | refr |  |  | 100 | [6 empty] | 2 |  |  |  | 300 | [8 empty] | 31
Congélateur | Supra | SCF325 |  | Cong | R12 |  |  | 200 | [5 empty] | 2.4 |  |  |  | 500 | [8 empty] | 32
refrigerateur | Electrolux | RC65 |  | Refr | NH3 |  | 10000% | [6 empty] | 2 |  |  |  | 300 | [8 empty] | 33
refrigerateur | Tropicool | XCD-276 |  | Refr | NH3 |  | 10000% | [6 empty] | 2 |  |  |  | 300 | [8 empty] | 34
refrigerateur | Tropicool | XCD-200 |  | Refr | NH4 |  | 10000% | [6 empty] | 2 |  |  |  | 300 | [8 empty] | 35
Congélateur | Ignis | COS10W |  | Cong | R134a | [8 empty] | 2.4 |  |  |  | 500 | [8 empty] | 36
Congelateur | Liebherr | GTS2612 | domestique | Cong | R600a |  | 253 | 242 | 20 |  |  |  |  | 2.4 |  |  |  | 500 | [8 empty] | 37
Congelateur | Merveilles | CH370E | domestique | Cong | R134a |  | 370 | 247 | [5 empty] | 2.4 |  |  |  | 500 | [8 empty] | 38
Refrigerateur | Taver | T242 | domestique | Refr |  |  | 100 | [6 empty] | 2 |  |  |  | 300 | [8 empty] | 39
Refrigerateur | Zero | RZ265GE | domestique | Refr | R134a |  | 100 | [6 empty] | 2 |  |  |  | 300 | [8 empty] | 40
Congelateur | Algor | S50/08 | domestique | Cong | R134a |  |  | 200 | [5 empty] | 2.4 |  |  |  | 500 | [8 empty] | 41
Congelateur | Electrolux | TFW791 | old PIS | Cong | R134a |  |  | 200 | [5 empty] | 2.4 |  |  |  | 500 | [8 empty] | 42
refrigerateur | General Electric | DELUX | domestique | Refr |  |  | 100 | [6 empty] | 2 |  |  |  | 300 | [8 empty] | 43
refrigerateur | Electrolux | LPG 30 | domestique | Refr |  |  | 100 | [6 empty] | 2 |  |  |  | 300 | [8 empty] | 44
refrigerateur | Electrolux | RD 22 DC4SA | domestique | Refr |  |  | 100 | [6 empty] | 2 |  |  |  | 300 | [8 empty] | 45
refrigerateur | Dometic | GR1315F | domestique | Refr |  |  | 100 | [6 empty] | 2 |  |  |  | 300 | [8 empty] | 46
refrigerateur | General Electric | ES330 | domestique | Refr |  |  | 100 | [6 empty] | 2 |  |  |  | 300 | [8 empty] | 47
Congelateur | Westpoint | WVN-298 | domestique | Cong |  |  |  | 200 | [5 empty] | 2.4 |  |  |  | 500 | [8 empty] | 48
refrigerateur | General Electric | HK 16C NL7 | domestique | Refr |  |  | 100 | [6 empty] | 2 |  |  |  | 300 | [8 empty] | 49
refrigerateur | General Electric | F180 | domestique | Refr |  |  | 100 | [6 empty] | 2 |  |  |  | 300 | [8 empty] | 50
refrigerateur | Electrolux | RAK662 | old PIS | Refr |  |  | 50 | [6 empty] | 2 |  |  |  | 300 | [8 empty] | 51
refrigerateur | DIAGNOSTICA | XCD-180 | domestique | Refr |  |  | 60 | [6 empty] | 2 |  |  |  | 300 | [8 empty] | 52
| Vestfrost | MF304 | old PIS | Freezer |  |  |  | 282
| Vestfrost | SB302 | old PIS | Freezer |  |  |  | 264
| Electrolux | TCW 1151 | old PIS | Refr |  |  | 200
| Chest Freezer | Esteem |  | Freezer |  |  |  | 240
| Sanyo | SCF 2850 |  | Freezer |  |  |  | 100
| Electrolux | RCW 40 |  | Refr |  |  | 40
| Electrolux | RCW 25 |  | Freezer |  |  |  | 25
| Electrolux | RCW 65 |  | Freezer |  |  |  | 145
| Chest Freezer | Norder |  | Freezer |  |  |  | 145
refrigerateur | Electrolux | RAK66KE | old PIS | Refr |  |  | 55 | 36 | [18 empty] | 62
refrigerateur | Electrolux | RAK100 | old PIS | Refr |  |  | 37 | 9.6 | [18 empty] | 63
refrigerateur | Electrolux | RAK60KE | old PIS | Refr |  |  | 40 | 10 | [18 empty] | 64
| Freezer | CF51T |  | Freezer |  |  |  | 176
refrigerateur | Sibir | S230GF |  | Refr | [22 empty] | 66
refrigerator & freezer | Zero Appliances | GR 265 D |  | Refr |  |  | 57 | 9.6 | [18 empty] | 67
refrigerator & freezer | Zero Appliances | GR 265 K/E |  | Refr |  |  | 37 | 9.6 | [18 empty] | 68

## cdf (hidden)
Cold chain equipment selection lists | [14 empty] | Listes de sélection des équipements de la chaîne du froid |  |  |  |  | Listes de sélection des équipements de la chaîne du froid | Listes de sélection des équipements de la chaîne du froid
[30 empty] | PIS | [14 empty] | PIS |  |  |  |  | PQS | [9 empty] | PQS
1 | 2 | 3 | 4 | 5 | 6 | 7 | 8 | 9 | 10 |  |  |  | 1 | 4 | 5 | 7 | 8 | 9 | 10 |  | 1 | 2 | 3 | 4 | 5 | 6 | 7 | 8 | 9 | 1 | 2 | 3 | 4 | 5 | 6 | 7 | 8 | 9 | 10 | 11 | 12 | 13 | 14 | 15 | 1 | 2 | 3 | 4 | 5 | 1 | 2 | 3 | 4 | 5 | 6 | 7 | 8 | 9 | 10 | 1 | 2 | 3 | 4 | 5
PIS_refr | PIS_abs | PIS_solar | PIS_freezer | PQS | PQS_ilr | PQS_solar | PQS_SDD | PQS_GradeA | PQS_freezer | Non_PQ | WICFR | UCC | PIS_refr | PIS_freezer | PQS_refr | PQS_freezer | Non_PQ | WICFR | UCC | PQ_refr | PQ_ilr | PQ_sdd | PQ_gradA | PQ_freezer | WICFR | Nb | PQ_sdd | PQ_gradA | PQ_freezer | Electrolux | BP Solar | Vestfrost | LEC RefrigerationPLC | Norcoast | Fortum AES | Sun Frost | Dulas | TATA BP Solar | Sibir | Zero Appliances | Solamatic | Kyocera Solar | Bright Light Solar | PT. Dilihan Glory | Electrolux | Zero Appliances | Vestfrost |  |  | B Medical Systems Sarl (Dometic) | Haier | Vestfrost | True Energy | SunDanzer | Dulas | Zero Appliances | Godrej & Boyce MFG. Co. Ltd | AUCMA | Coolfinity Medical B.V. | Haier | B Medical Systems Sarl (Dometic) | Vestfrost | AUCMA | Western Refrigeration
Electrolux | Electrolux | Electrolux | Electrolux | B Medical Systems Sarl (Dometic) | Haier | B Medical Systems Sarl (Dometic) | Vestfrost | B Medical Systems Sarl (Dometic) | Haier | 1 | BYTHZER | Haier Biomedical Co., Ltd | Electrolux | Electrolux | B Medical Systems Sarl (Dometic) | Haier | Iceberg | BYTHZER | Haier Biomedical Co., Ltd | B Medical Systems Sarl (Dometic) | HBC-70 | MKS 044 | TCW 2000 DC | HBD-116 | BYTHZER | #REF! |  |  |  | RCW 42 EG/CF | VR50F | MK144 | VC 139 F | NRC 30-10 | CFS49 ISI | RFVB-134a | VC-150 F | TBP VR 50 | V 170 GE | PR 245 K/E | PVR150 | VaccPack XL 2100 | PS65 | DOVLINE | FCW 20 EG/CF | PF 230 IP KE | MF114 |  |  | TCW 2000 DC | HBC-70 | MK 304 | BLF100AC | BFRV55 | VC 65-2 | ZLF 100AC | GVR 50 AC | CFD-50 | IceVolt 300P | HBD-116 | TFW 800 | MF 314 | DW-25W147 | VFW140H-HC
BP Solar | Sibir | BP Solar | Zero Appliances | Haier | Vestfrost | Vestfrost | True Energy | SunDanzer | B Medical Systems Sarl (Dometic) | 2 | Dagard | B Medical Systems Sarl | BP Solar | Zero Appliances | Haier | B Medical Systems Sarl (Dometic) | SunDanzer | Dagard | B Medical Systems Sarl | Haier | HBC-200 | BLF100 DC | TCW 3000 DC | HBD-286 | Dagard | #REF! |  |  |  | PIS 1: RCW 42 EK/CF; PIS 3: MK074; PIS 5: Model 120-30; PIS 8: VC-65 F; PIS 10: V 170 EK; PIS 11: GR 245 G/E; PIS 13: VaccPack XL 6000; PIS 14: PS40 | FCW 20 EK/CF |  | MF214 |  |  | TCW 3000 DC | HBC-200 | MKS 044 | PS65i | BFRV 15 SDD | VC 150-2 | ZLF 100DC | GVR 100 AC | CFD-50 SDD |  | HBD-286 | TFW 3000 AC | MF 114 | DW-25W300 | VFW310H-HC
Vestfrost | Zero Appliances | Norcoast | Vestfrost | Vestfrost | True Energy | True Energy | SunDanzer | Zero Appliances | Vestfrost | 3 | EURONON | Vestfrost Solutions | Vestfrost | Vestfrost | Vestfrost | Vestfrost | Dometic | EURONON | Vestfrost Solutions | Vestfrost | MK 304 | BFRV55 | TCW 2000 AC | TFW 800 | EURONON | #REF! |  |  |  | PIS 1: TCW 1152/CF; PIS 3: MK204; PIS 10: V 110 GE; PIS 11: GR 265 G/E | TFW800 |  | MF314 |  |  | TCW 2000 AC | HBC-340 | MKF 074 | BLF100 DC |  | VC 200-1 | ZLF 150AC | GVR 50 SDD | ARKTEK YBC-10 SDD |  | HTD-40 | TFW 40 SDD | MF 214
LEC RefrigerationPLC |  | Fortum AES |  | True Energy | B Medical Systems Sarl (Dometic) | SunDanzer | Haier | Dulas | AUCMA | 4 | Foster | PHC (Panasonic Health Corp) | LEC RefrigerationPLC |  | True Energy | AUCMA | MAYTAG | Foster | PHC (Panasonic Health Corp) | True Energy | MKF 074 | HTC-60 | TCW 3000 AC | MF 314 | Foster | #REF! |  |  |  | PIS 1: RCW 42AC/CF; PIS 3: MK304; PIS 10: V 110 KE; PIS 11: PR 265 K/E | FCW 300 |  |  |  |  | TCW 3000 AC | HTC-60 | MK 204 |  |  | VC 200 SDD | ZLF30AC | GVR 100 SDD | TCD-100 |  | HBD-86 | U201 | VFS 048 SDD
Norcoast |  | Sun Frost |  | SunDanzer | Zero Appliances | Dulas | B Medical Systems Sarl (Dometic) | Vestfrost | Western Refrigeration | 5 | Haier | Aucma Global Medical Co., LTD | Norcoast |  | SunDanzer | Western Refrigeration | Westpoint | Haier | Aucma Global Medical Co., LTD | SunDanzer | MK 204 | TCW 3000 SDD | BFRV55 | MF 114 | Haier | #REF! |  |  |  | PIS 1: RCW 42DC/CF | FCW 200 |  |  |  |  | TCW 3000 SDD | HBC-110 | MK 404 |  |  | VC 150 SDD | ZLF150DC | GVR 51 LITE AC
Fortum AES |  | Dulas |  | Dulas | Godrej & Boyce MFG. Co. Ltd | Haier | Zero Appliances | Godrej & Boyce MFG. Co. Ltd |  | 6 | Huurre | Meling Biology & Medical | Fortum AES |  | Dulas |  | Westpoint | Huurre | Meling Biology & Medical | Dulas | MK 404 | TCW 2000 SDD | TCW 3000 SDD | MF 214 | Huurre | #REF! |  |  |  | PIS 1: TCW 1990 | [5 empty] | TCW 2000 SDD | HBC-340 | VLS 400 Greenline |  |  | VC 110 SDD | ZLF30DC SDD | GVR 75 Lite
Sun Frost |  | TATA BP Solar |  | Zero Appliances | Dulas | Zero Appliances | Dulas | Haier |  | 7 | Isobar | 0 | Sun Frost |  | Zero Appliances |  | Consul | Isobar | 0 | Zero Appliances | BLF100AC | ZLF 100DC | TCW 2000 SDD | DW-25W147 | Isobar | #REF! |  |  |  | PIS 1: RCW 50 EG/CF | [5 empty] | TCW 40 SDD | HTC-60H | MK 144 |  |  | VC 88 SDD | ZLF80AC | GVR 99 Lite
Dulas |  | Solamatic |  | Godrej & Boyce MFG. Co. Ltd | AUCMA | Godrej & Boyce MFG. Co. Ltd | Godrej & Boyce MFG. Co. Ltd | AUCMA |  | 8 | Porkka |  | Dulas |  | Godrej & Boyce MFG. Co. Ltd |  | SEAFREEZE | Porkka |  | Godrej & Boyce MFG. Co. Ltd | TCW 2000 AC | BFRV 15 SDD | ZLF 100AC | DW-25W300 | Porkka | #REF! |  |  |  | PIS 1: RCW 50 EK | [5 empty] | TCW 2043 SDD | HTCD-160 | VLS 200 Greenline |  |  | VC 225 ILR |  | GVR 225 AC
TATA BP Solar |  | Kyocera Solar |  | AUCMA | Coolfinity Medical B.V. | AUCMA | AUCMA | Coolfinity Medical B.V. |  | 9 | Viessmann |  | TATA BP Solar |  | AUCMA |  | Dometic | Viessmann |  | AUCMA | HBC-340 | VC 200 SDD | ZLF 100DC | TFW 3000 AC | Viessmann | #REF! |  |  |  | PIS 1: RCW 50DC/CF | [5 empty] | TCW 3043 SDD | HTCD 90 SDD | VLS 300 Greenline |  |  | VC 50 SDD |  | GVR 55 FF DC
Sibir |  | Bright Light Solar |  | Coolfinity Medical B.V. | [5 empty] | 10 | Zanotti |  | Sibir |  | Coolfinity Medical B.V. |  | Westpoint | Zanotti |  | Coolfinity Medical B.V. | TCW 3000 AC | VLS 054 SDD Greenline | BFRV 15 SDD | TFW 40 SDD | Zanotti | #REF! |  |  |  | PIS 1: RCW 50 AC | [5 empty] | TCW 4000 AC | HTC 40 SDD | VLS 350 Greenline |  |  | VC 60 SDD-1 |  | GVR 55 FF AC
Zero Appliances | [9 empty] | 11 | Zhendre |  | Zero Appliances |  |  |  | Westpoint | Zhendre |  |  | VLS 400 Greenline | TCW 40 SDD | VC 200 SDD | HTD-40 | Zhendre | #REF! |  |  |  | PIS 1: TCW 3000 | [5 empty] | TCW 15R SDD | HTC 110 SDD | VLS 054 SDD Greenline |  |  | VC 30 SDD |  | GVR 25 Lite
Solamatic | [9 empty] | 12 | Local |  | Solamatic |  |  |  | General Electric | Local |  |  | MK 144 | TCW 2043 SDD | VLS 054 SDD Greenline | VFS 048 SDD | Local | #REF! |  |  |  | PIS 1: TCW 2000 | [5 empty] | TCW 40R SDD | HBC-260 | VLS 094 SDD Greenline |  |  |  |  | GVR 25 Lite DC
Kyocera Solar | [9 empty] | 13 |  |  | Kyocera Solar |  |  |  | Electrolux |  |  |  | VLS 200 Greenline | TCW 3043 SDD | TCW 40 SDD | U201 |  | #REF! | [23 empty] | TCW 15 SDD | HBC-150 | VLS 154 SDD Greenline
Bright Light Solar | [9 empty] | 14 |  |  | Bright Light Solar |  |  |  | General Electric |  |  |  | VLS 300 Greenline | VC 150 SDD | TCW 2043 SDD | HBD-86 |  | #REF! | [23 empty] | Ultra 16 SDD | HBC-80 | VLS 200A Greenline
PT. Dilihan Glory | [9 empty] | 15 |  |  | PT. Dilihan Glory |  |  |  | Sanyo |  |  |  | VLS 350 Greenline | GVR 50 SDD | ZLF 150AC | VFW140H-HC |  | #REF! | [23 empty] | TCW 4000 SDD | HBCD-90 | VLS 300A Greenline
[10 empty] | 16 | [6 empty] | General Electric |  |  |  | HBC-110 | GVR 100 SDD | TCW 3043 SDD | VFW310H-HC |  | #REF! | [23 empty] | TCW 40R AC | HTC-112 | VLS 350A Greenline
[10 empty] | 17 | [6 empty] | SOLELEC |  |  |  | ZLF 100AC | ZLF150DC | GVR 50 AC |  |  | #REF! | [23 empty] | TCW 80 AC | HBC-120 | VLS 400A Greenline
[10 empty] | 18 | [6 empty] | ND |  |  |  | ZLF 150AC | VLS 094 SDD Greenline | GVR 100 AC |  |  | #REF! | [23 empty] | TCW80-SDD | HBC-240 | VLS 024 SDD Greenline
[10 empty] | 19 | [6 empty] | Dometic |  |  |  | GVR 50 AC | VLS 154 SDD Greenline | VC 150 SDD |  |  | #REF! | [23 empty] | TCW 120 AC | HTC-120 | VLS 064 RF
[10 empty] | 20 | [6 empty] | Sibir |  |  |  | GVR 100 AC | ZLF30DC SDD | GVR 50 SDD |  |  | #REF! | [23 empty] | TCW 120 SDD | HTC-240 | VLS 026 RF Green Line
[10 empty] | 21 | [6 empty] | 0 |  |  |  | ZLF30AC | HTC-60H | GVR 100 SDD |  |  | #REF! | [25 empty] | VLS 056 RF SDD
[10 empty] | 22 | [6 empty] | ND |  |  |  | VLS 200A Greenline | VC 110 SDD | ZLF30AC |  |  | #REF! | [25 empty] | VLS 500A AC
[10 empty] | 23 | [6 empty] | Algor |  |  |  | VLS 300A Greenline | VC 88 SDD | ZLF150DC |  |  | #REF! | [25 empty] | VLS 054A SDD Greenline
[10 empty] | 24 | [6 empty] | Vestfrost |  |  |  | VLS 350A Greenline | TCW 15R SDD | VLS 094 SDD Greenline |  |  | #REF! | [25 empty] | VLS 094A SDD Greenline
[10 empty] | 25 | [6 empty] | Sibir |  |  |  | VLS 400A Greenline | TCW 40R SDD | VLS 154 SDD Greenline |  |  | #REF! | [25 empty] | VLS 154A SDD Greenline
[10 empty] | 26 | [6 empty] | EVERmed |  |  |  | TCW 4000 AC | VLS 024 SDD Greenline | ZLF30DC SDD |  |  | #REF! | [25 empty] | VLS 204A
[10 empty] | 27 | [6 empty] | Sibir |  |  |  | VLS 064 RF | TFW 40 SDD | HTCD-160 |  |  | #REF! | [25 empty] | VLS 304A AC
[10 empty] | 28 | [6 empty] | Sharp |  |  |  | VC 225 ILR | HTCD 90 SDD | VC 110 SDD |  |  | #REF! | [25 empty] | VLS 354A AC
[10 empty] | 29 | [6 empty] | Ignis |  |  |  | CFD-50 | HTC 40 SDD | VC 88 SDD |  |  | #REF! | [25 empty] | VLS 404A AC
[10 empty] | 30 | [6 empty] | Samsung |  |  |  | GVR 51 LITE AC | HTC 110 SDD | VLS 200A Greenline |  |  | #REF! | [25 empty] | VLS 504A AC
[10 empty] | 31 | [6 empty] | Sharp |  |  |  | GVR 75 Lite | TCW 15 SDD | VLS 300A Greenline |  |  | #REF! | [25 empty] | VLS 076 SDD
[10 empty] | 32 | [6 empty] | Supra |  |  |  | GVR 99 Lite | VC 50 SDD | VLS 350A Greenline |  |  | #REF! | [25 empty] | VLS 174A AC
[10 empty] | 33 | [6 empty] | Electrolux |  |  |  | GVR 225 AC | VC 60 SDD-1 | VLS 400A Greenline |  |  | #REF!
[10 empty] | 34 | [6 empty] | Tropicool |  |  |  | HBC-260 | VC 30 SDD | TCW 4000 AC |  |  | #REF!
[10 empty] | 35 | [6 empty] | Tropicool |  |  |  | HBC-150 | HTD-40 | TCW 15R SDD |  |  | #REF!
[21 empty] | HBC-80 | Ultra 16 SDD | TCW 40R SDD
[21 empty] | VLS 500A AC | VLS 026 RF Green Line | VLS 024 SDD Greenline
[21 empty] | ZLF80AC | VLS 056 RF SDD | VC 225 ILR
[21 empty] | HBCD-90 | TCW 4000 SDD | HTCD 90 SDD
[21 empty] | TCW 40R AC | GVR 55 FF DC | HTC 40 SDD
[21 empty] | TCW 80 AC | CFD-50 SDD | HTC 110 SDD
[21 empty] | GVR 55 FF AC | VFS 048 SDD | TCW 15 SDD
[21 empty] | GVR 25 Lite | HTC-112 | VC 50 SDD
[21 empty] | VLS 204A | GVR 25 Lite DC | CFD-50
[21 empty] | VLS 304A AC | VLS 054A SDD Greenline | GVR 51 LITE AC
[21 empty] | VLS 354A AC | VLS 094A SDD Greenline | GVR 75 Lite
[21 empty] | VLS 404A AC | VLS 154A SDD Greenline | GVR 99 Lite
[21 empty] | VLS 504A AC | HTC-120 | GVR 225 AC
[21 empty] | HBC-120 | HTC-240 | VC 60 SDD-1
[21 empty] | HBC-240 | ARKTEK YBC-10 SDD | VC 30 SDD
[21 empty] | IceVolt 300P | VLS 076 SDD | HBC-260
[21 empty] | TCW 120 AC | TCW80-SDD | HBC-150
[21 empty] | TCD-100 | TCW 120 SDD | HBC-80
Ultra 16 SDD
VLS 026 RF Green Line
VLS 056 RF SDD
TCW 4000 SDD
VLS 500A AC
GVR 55 FF DC
ZLF80AC
HBCD-90
CFD-50 SDD
TCW 40R AC
TCW 80 AC
HTC-112
GVR 55 FF AC
GVR 25 Lite
GVR 25 Lite DC
VLS 054A SDD Greenline
VLS 094A SDD Greenline
VLS 154A SDD Greenline
VLS 204A
VLS 304A AC
VLS 354A AC
VLS 404A AC
VLS 504A AC
HBC-120
HBC-240
HTC-120
HTC-240
ARKTEK YBC-10 SDD
VLS 076 SDD
VLS 174A AC
TCW80-SDD
IceVolt 300P
TCW 120 AC
TCW 120 SDD
TCD-100

## ColdRooms
Base données réfrigérateurs et congélateurs |  |  |  |  | No. of cold chain equipments: | 137 | [10 empty] | Index
Equipment identification | [6 empty] | Net stockage volume (litres) |  | Waterpack production capacities |  | Holdover time (hours) |  | Energy Consumption |  |  |  | Info prix |  |  | Gross Volume (litres) |  | External dimensions (cm) |  |  | Shipping characteristics
Designation | Manufacturer (make) | Models | PQS_Type | Type | Refrigerant | Temperature Zone | Net Storage Volume (+5°C) | Net Storage Volume (-20°C) | kg ice/24hrs at 32°C with vaccines | Waterpack storage capacity (No. 0.6 waterpacks) | Cold Holdover Time | Warm Holdover Time | Electrical power (Watts) | electricity (kWh/24hrs) | Gaz (kg/24hrs) | Kerosene (litres/24hrs) | Price currency | Price in US$ | Year of price | Gross Storage Volume (+5°C) | Gross Storage Volume (-20°C) | H (cm) | W (cm) | L (cm) | Shipping volume (m3) | Shipping weight (kg) | No. of rows
[28 empty] | 1 | 2 | 3 | 4 | 5 | 6 | 7 | 8 | 9 | 10 | 11 | 12
A | B | C | D | E | F | G | H | I | J | K | L | M | N | O | P | Q | R | S | T | U | V | W | X | Y | Z | AA | AB | BYTHZER | Dagard | EURONON | Foster | Haier | Huurre | Isobar | Porkka | Viessmann | Zanotti | Zhendre | Local
A: _1. Walk-in cold rooms; B: BYTHZER; C: WICR-480m3; D: WICR-480; E: 480 cbm; H: 80000; AB: 1 | WICR-480m3 | WICR-10m3 | WICR-10m3 | WICR-10m3 | WICR-10m3 | WICR-10m3 | WICR-10m3 | WICR-10m3 | WICR-10m3 | WICR-10m3 | WICR-10m3 | WICR-10m3
A: _1. Walk-in cold rooms; B: Dagard; C: WICR-10m3; D: WICR-10; E: 10 cbm; F: R134a; H: 2857.1429; N: 1.2; S: 16405.459; U: 10000; AB: 2 | WIFR-280m3 | WICR-15m3 | WICR-15m3 | WICR-15m3 | WICR-15m3 | WICR-15m3 | WICR-15m3 | WICR-15m3 | WICR-15m3 | WICR-15m3 | WICR-15m3 | WICR-15m3
A: _1. Walk-in cold rooms; B: Dagard; C: WICR-15m3; D: WICR-15; E: 15 cbm; F: R134a; H: 4900; U: 15000; AB: 3 |  | WICR-20m3 | WICR-20m3 | WICR-20m3 | WICR-20m3 | WICR-20m3 | WICR-20m3 | WICR-20m3 | WICR-20m3 | WICR-20m3 | WICR-20m3 | WICR-20m3
A: _1. Walk-in cold rooms; B: Dagard; C: WICR-20m3; D: WICR-20; E: 20 cbm; F: R134a; H: 5520; N: 2.59; S: 23950; U: 20000; AB: 4 |  | WICR-25m3 | WICR-25m3 | WICR-25m3 | WICR-25m3 | WICR-25m3 | WICR-25m3 | WICR-25m3 | WICR-25m3 | WICR-25m3 | WICR-25m3 | WICR-25m3
A: _1. Walk-in cold rooms; B: Dagard; C: WICR-25m3; D: WICR-25; E: 25 cbm; H: 7430; AB: 5 |  | WICR-30m3 | WICR-30m3 | WICR-30m3 | WICR-30m3 | WICR-30m3 | WICR-30m3 | WICR-30m3 | WICR-30m3 | WICR-30m3 | WICR-30m3 | WICR-30m3
A: _1. Walk-in cold rooms; B: Dagard; C: WICR-30m3; D: WICR-30; E: 30 cbm; F: R134a; H: 7692.3077; N: 3.08; S: 26775; U: 30000; AB: 6 |  | WICR-40m3 | WICR-40m3 | WICR-40m3 | WICR-40m3 | WICR-40m3 | WICR-40m3 | WICR-40m3 | WICR-40m3 | WICR-40m3 | WICR-40m3 | WICR-40m3
A: _1. Walk-in cold rooms; B: Dagard; C: WICR-40m3; D: WICR-40; E: 40 cbm; H: 9523.8095; N: 5.3; S: 28492.17; U: 40000; AB: 7 |  | WICFR-40m3 | WICFR-40m3 | WICFR-40m3 | WICFR-40m3 | WICFR-40m3 | WICFR-40m3 | WICFR-40m3 | WICR-50m3 | WICFR-40m3 | WICFR-40m3 | WIFR-10m3
A: _1. Walk-in cold rooms; B: EURONON; C: WICR-10m3; D: WICR-10; E: 10 cbm; F: R134a; H: 2857.1429; N: 1.2; S: 15368.85; U: 10000; AB: 8 |  | WIFR-10m3 | WIFR-10m3 | WIFR-10m3 | WIFR-10m3 | WIFR-10m3 | WIFR-10m3 | WIFR-10m3 | WICFR-40m3 | WIFR-10m3 | WIFR-10m3 | WIFR-15m3
A: _1. Walk-in cold rooms; B: EURONON; C: WICR-15m3; D: WICR-15; E: 15 cbm; F: R134a; H: 4900; U: 15000; AB: 9 |  | WIFR-15m3 | WIFR-15m3 | WIFR-15m3 | WIFR-15m3 | WIFR-15m3 | WIFR-15m3 | WIFR-15m3 | WIFR-10m3 | WIFR-15m3 | WIFR-15m3 | WIFR-20m3
A: _1. Walk-in cold rooms; B: EURONON; C: WICR-20m3; D: WICR-20; E: 20 cbm; F: R134a; H: 5520; N: 2.59; S: 22225.63; U: 20000; AB: 10 |  | WIFR-20m3 | WIFR-20m3 | WIFR-20m3 | WIFR-20m3 | WIFR-20m3 | WIFR-20m3 | WIFR-20m3 | WIFR-15m3 | WIFR-20m3 | WIFR-20m3 | WIFR-30m3
A: _1. Walk-in cold rooms; B: EURONON; C: WICR-25m3; D: WICR-25; E: 25 cbm; H: 7430; AB: 11 |  | WIFR-30m3 | WIFR-30m3 | WIFR-30m3 | WIFR-30m3 | WIFR-30m3 | WIFR-30m3 | WIFR-30m3 | WIFR-20m3 | WIFR-30m3 | WIFR-30m3 | WIFR-40m3
A: _1. Walk-in cold rooms; B: EURONON; C: WICR-30m3; D: WICR-30; E: 30 cbm; F: R134a; H: 7692.3077; N: 3.08; S: 25318.44; U: 30000; AB: 12 |  | WIFR-40m3 | WIFR-40m3 | WIFR-40m3 | WIFR-40m3 | WIFR-40m3 | WIFR-40m3 | WIFR-40m3 | WIFR-30m3 | WIFR-40m3 | WIFR-40m3
A: _1. Walk-in cold rooms; B: EURONON; C: WICR-40m3; D: WICR-40; E: 40 cbm; H: 9523.8095; N: 4.8; S: 25007.85; U: 40000; AB: 13 | [6 empty] | WICR-510m3 |  | WIFR-40m3
A: _1. Walk-in cold rooms; B: Foster; C: WICR-10m3; D: WICR-10; E: 10 cbm; F: R134a; H: 2857.1429; N: 1.2; S: 16405.459; U: 10000; AB: 14 | [6 empty] | WIFR-313m3
A: _1. Walk-in cold rooms; B: Foster; C: WICR-15m3; D: WICR-15; E: 15 cbm; F: R134a; H: 4900; U: 15000; AB: 15 | [6 empty] | WICR-248m3
_1. Walk-in cold rooms | Foster | WICR-20m3 | WICR-20 | 20 cbm | R134a |  | 5520 | [5 empty] | 2.59 |  |  |  |  | 23950 |  | 20000 | [6 empty] | 16
_1. Walk-in cold rooms | Foster | WICR-25m3 | WICR-25 | 25 cbm |  |  | 7430 | [19 empty] | 17
_1. Walk-in cold rooms | Foster | WICR-30m3 | WICR-30 | 30 cbm | R404a |  | 7692.3077 | [5 empty] | 2.59 |  |  |  |  | 23777.2234 |  | 30000 | [6 empty] | 18
_1. Walk-in cold rooms | Foster | WICR-40m3 | WICR-40 | 40 cbm |  |  | 9523.8095 | [5 empty] | 5.3 |  |  |  |  | 30404.5 |  | 40000 | [6 empty] | 19
_1. Walk-in cold rooms | Haier | WICR-10m3 | WICR-10 | 10 cbm | R134a |  | 2857.1429 | [5 empty] | 1.2 |  |  |  |  | 16550 |  | 10000 | [6 empty] | 20
_1. Walk-in cold rooms | Haier | WICR-15m3 | WICR-15 | 15 cbm | R134a |  | 4900 | [12 empty] | 15000 | [6 empty] | 21
_1. Walk-in cold rooms | Haier | WICR-20m3 | WICR-20 | 20 cbm | R134a |  | 5520 | [5 empty] | 2.59 |  |  |  |  | 23950 |  | 20000 | [6 empty] | 22
_1. Walk-in cold rooms | Haier | WICR-25m3 | WICR-25 | 25 cbm |  |  | 7430 | [19 empty] | 23
_1. Walk-in cold rooms | Haier | WICR-30m3 | WICR-30 | 30 cbm | R404a |  | 7692.3077 | [5 empty] | 3.08 |  |  |  |  | 30100 |  | 30000 | [6 empty] | 24
_1. Walk-in cold rooms | Haier | WICR-40m3 | WICR-40 | 40 cbm | R134a |  | 9523.8095 | [5 empty] | 4.8 |  |  |  |  | 31050 |  | 40000 | [6 empty] | 25
_1. Walk-in cold rooms | Huurre | WICR-10m3 | WICR-10 | 10 cbm | R134a |  | 2857.1429 | [5 empty] | 1.2 |  |  |  |  | 16550 |  | 10000 | [6 empty] | 26
_1. Walk-in cold rooms | Huurre | WICR-15m3 | WICR-15 | 15 cbm | R134a |  | 4900 | [12 empty] | 15000 | [6 empty] | 27
_1. Walk-in cold rooms | Huurre | WICR-20m3 | WICR-20 | 20 cbm | R134a |  | 5520 | [5 empty] | 2.59 |  |  |  |  | 23950 |  | 20000 | [6 empty] | 28
_1. Walk-in cold rooms | Huurre | WICR-25m3 | WICR-25 | 25 cbm |  |  | 7430 | [19 empty] | 29
_1. Walk-in cold rooms | Huurre | WICR-30m3 | WICR-30 | 30 cbm |  |  | 8360 | [5 empty] | 3.08 |  |  |  |  | 30100 |  | 30000 | [6 empty] | 30
_1. Walk-in cold rooms | Huurre | WICR-40m3 | WICR-40 | 40 cbm | R134a |  | 9523.8095 | [5 empty] | 5.3 |  |  |  |  | 34050 |  | 40000 | [6 empty] | 31
_1. Walk-in cold rooms | Isobar | WICR-10m3 | WICR-10 | 10 cbm | R134a |  | 2857.1429 | [5 empty] | 1.2 |  |  |  |  | 19658.8 |  | 10000 | [6 empty] | 32
_1. Walk-in cold rooms | Isobar | WICR-15m3 | WICR-15 | 15 cbm | R134a |  | 4900 | [12 empty] | 15000 | [6 empty] | 33
_1. Walk-in cold rooms | Isobar | WICR-20m3 | WICR-20 | 20 cbm | R134a |  | 5520 | [5 empty] | 2.59 |  |  |  |  | 22225.63 |  | 20000 | [6 empty] | 34
_1. Walk-in cold rooms | Isobar | WICR-25m3 | WICR-25 | 25 cbm |  |  | 7430 | [19 empty] | 35
_1. Walk-in cold rooms | Isobar | WICR-30m3 | WICR-30 | 30 cbm | R134a |  | 7692.3077 | [5 empty] | 3.08 |  |  |  |  | 26120.5 |  | 30000 | [6 empty] | 36
_1. Walk-in cold rooms | Isobar | WICR-40m3 | WICR-40 | 40 cbm | R134a |  | 9523.8095 | [5 empty] | 4.8 |  |  |  |  | 25132.6334 |  | 40000 | [6 empty] | 37
_1. Walk-in cold rooms | Porkka | WICR-10m3 | WICR-10 | 10 cbm | R134a |  | 2857.1429 | [5 empty] | 1.2 |  |  |  |  | 17076.5 |  | 10000 | [6 empty] | 38
_1. Walk-in cold rooms | Porkka | WICR-15m3 | WICR-15 | 15 cbm | R134a |  | 4900 | [12 empty] | 15000 | [6 empty] | 39
_1. Walk-in cold rooms | Porkka | WICR-20m3 | WICR-20 | 20 cbm | R134a |  | 5520 | [5 empty] | 2.59 |  |  |  |  | 22225.63 |  | 20000 | [6 empty] | 40
_1. Walk-in cold rooms | Porkka | WICR-25m3 | WICR-25 | 25 cbm |  |  | 7430 | [19 empty] | 41
_1. Walk-in cold rooms | Porkka | WICR-30m3 | WICR-30 | 30 cbm | R134a |  | 7692.3077 | [5 empty] | 2.59 |  |  |  |  | 23573.9 |  | 30000 | [6 empty] | 42
_1. Walk-in cold rooms | Porkka | WICR-40m3 | WICR-40 | 40 cbm |  |  | 9523.8095 | [5 empty] | 4.8 |  |  |  |  | 26596.5 |  | 40000 | [6 empty] | 43
_1. Walk-in cold rooms | Viessmann | WICR-10m3 | WICR-10 | 10 cbm | R134a |  | 2857.1429 | [5 empty] | 1.2 |  |  |  |  | 19658.8 |  | 10000 | [6 empty] | 44
_1. Walk-in cold rooms | Viessmann | WICR-15m3 | WICR-15 | 15 cbm | R134a |  | 4900 | [12 empty] | 15000 | [6 empty] | 45
_1. Walk-in cold rooms | Viessmann | WICR-20m3 | WICR-20 | 20 cbm | R134a |  | 5520 | [5 empty] | 2.59 |  |  |  |  | 22225.63 |  | 20000 | [6 empty] | 46
_1. Walk-in cold rooms | Viessmann | WICR-25m3 | WICR-25 | 25 cbm |  |  | 7430 | [19 empty] | 47
_1. Walk-in cold rooms | Viessmann | WICR-30m3 | WICR-30 | 30 cbm | R134a |  | 7692.3077 | [5 empty] | 2.59 |  |  |  |  | 26072.9 |  | 30000 | [6 empty] | 48
_1. Walk-in cold rooms | Viessmann | WICR-40m3 | WICR-40 | 40 cbm | R134a |  | 9523.8095 | [5 empty] | 4.8 |  |  |  |  | 27988.8 |  | 40000 | [6 empty] | 49
_1. Walk-in cold rooms | Viessmann | WICR-50m3 | WICR-50 | 50 cbm | R134a |  | 10000 | [12 empty] | 50000 | [6 empty] | 50
_1. Walk-in cold rooms | Zanotti | WICR-10m3 | WICR-10 | 10 cbm | R134a |  | 2857.1429 | [5 empty] | 1.2 |  |  |  |  | 15368.85 |  | 10000 | [6 empty] | 51
_1. Walk-in cold rooms | Zanotti | WICR-15m3 | WICR-15 | 15 cbm | R134a |  | 4900 | [12 empty] | 15000 | [6 empty] | 52
_1. Walk-in cold rooms | Zanotti | WICR-20m3 | WICR-20 | 20 cbm | R134a |  | 5520 | [5 empty] | 2.59 |  |  |  |  | 23950 |  | 20000 | [6 empty] | 53
_1. Walk-in cold rooms | Zanotti | WICR-25m3 | WICR-25 | 25 cbm |  |  | 7430 | [19 empty] | 54
_1. Walk-in cold rooms | Zanotti | WICR-30m3 | WICR-30 | 30 cbm | R404a |  | 7692.3077 | [5 empty] | 3.08 |  |  |  |  | 30100 |  | 30000 | [6 empty] | 55
_1. Walk-in cold rooms | Zanotti | WICR-40m3 | WICR-40 | 40 cbm | R134a |  | 9523.8095 | [5 empty] | 4.8 |  |  |  |  | 27988.8 |  | 40000 | [6 empty] | 56
_1. Walk-in cold rooms | Zhendre | WICR-10m3 | WICR-10 | 10 cbm | R134a |  | 2857.1429 | [5 empty] | 1.2 |  |  |  |  | 15368.85 |  | 10000 | [6 empty] | 57
_1. Walk-in cold rooms | Zhendre | WICR-15m3 | WICR-15 | 15 cbm | R134a |  | 4900 | [12 empty] | 15000 | [6 empty] | 58
_1. Walk-in cold rooms | Zhendre | WICR-20m3 | WICR-20 | 20 cbm | R134a |  | 5520 | [5 empty] | 2.59 |  |  |  |  | 22225.63 |  | 20000 | [6 empty] | 59
_1. Walk-in cold rooms | Zhendre | WICR-25m3 | WICR-25 | 25 cbm |  |  | 7430 | [19 empty] | 60
_1. Walk-in cold rooms | Zhendre | WICR-30m3 | WICR-30 | 30 cbm | R134a |  | 7692.3077 | [5 empty] | 3.08 |  |  |  |  | 25318.44 |  | 30000 | [6 empty] | 61
_1. Walk-in cold rooms | Zhendre | WICR-40m3 | WICR-40 | 40 cbm |  |  | 9523.8095 | [5 empty] | 4.8 |  |  |  |  | 25007.85 |  | 40000 | [6 empty] | 62
_2. Walk-in cold rooms with freezers | Dagard | WICFR-40m3 | WICFR-40 | 40 cbm |  |  | 6756.7568 | 4285.7143 |  |  |  |  | 5.18 |  |  |  |  | 46476.64 |  | 25000 | 15000 | [5 empty] | 63
_2. Walk-in cold rooms with freezers | EURONON | WICFR-40m3 | WICFR-40 | 40 cbm |  |  | 6756.7568 | 4285.7143 |  |  |  |  | 4.8 |  |  |  |  | 39299.75 |  | 25000 | 15000 | [5 empty] | 64
_2. Walk-in cold rooms with freezers | Foster | WICFR-40m3 | WICFR-40 | 40 cbm |  |  | 6756.7568 | 4285.7143 |  |  |  |  | 5.18 |  |  |  |  | 43851.5 |  | 25000 | 15000 | [5 empty] | 65
_2. Walk-in cold rooms with freezers | Haier | WICFR-40m3 | WICFR-40 | 40 cbm |  |  | 6756.7568 | 4285.7143 |  |  |  |  | 4.8 |  |  |  |  | 41200 |  | 25000 | 15000 | [5 empty] | 66
_2. Walk-in cold rooms with freezers | Huurre | WICFR-40m3 | WICFR-40 | 40 cbm |  |  | 6756.7568 | 4285.7143 |  |  |  |  | 4.8 |  |  |  |  | 41200 |  | 25000 | 15000 | [5 empty] | 67
_2. Walk-in cold rooms with freezers | Isobar | WICFR-40m3 | WICFR-40 | 40 cbm |  |  | 6756.7568 | 4285.7143 |  |  |  |  | 4.8 |  |  |  |  | 35200.2 |  | 25000 | 15000 | [5 empty] | 68
_2. Walk-in cold rooms with freezers | Porkka | WICFR-40m3 | WICFR-40 | 40 cbm |  |  | 6756.7568 | 4285.7143 |  |  |  |  | 4.8 |  |  |  |  | 35200.2 |  | 25000 | 15000 | [5 empty] | 69
_2. Walk-in cold rooms with freezers | Viessmann | WICFR-40m3 | WICFR-40 | 40 cbm |  |  | 6756.7568 | 4285.7143 |  |  |  |  | 4.8 |  |  |  |  | 46231.5 |  | 25000 | 15000 | [5 empty] | 70
_2. Walk-in cold rooms with freezers | Zanotti | WICFR-40m3 | WICFR-40 | 40 cbm |  |  | 6756.7568 | 4285.7143 |  |  |  |  | 4.8 |  |  |  |  | 46231.5 |  | 25000 | 15000 | [5 empty] | 71
_2. Walk-in cold rooms with freezers | Zhendre | WICFR-40m3 | WICFR-40 | 40 cbm |  |  | 6756.7568 | 4285.7143 |  |  |  |  | 4.8 |  |  |  |  | 39299.75 |  | 25000 | 15000 | [5 empty] | 72
_3. Walk-in freezer rooms | BYTHZER | WIFR-280m3 | WIFR-280 | 280 cbm |  |  |  | 45000 | [18 empty] | 73
_3. Walk-in freezer rooms | Dagard | WIFR-10m3 | WIFR-10 | 10 cbm | R134a |  |  | 2857.1429 | [18 empty] | 74
_3. Walk-in freezer rooms | Dagard | WIFR-15m3 | WIFR-15 | 15 cbm |  |  |  | 4900 | [18 empty] | 75
_3. Walk-in freezer rooms | Dagard | WIFR-20m3 | WIFR-20 | 20 cbm | R134a |  |  | 5520 | [18 empty] | 76
_3. Walk-in freezer rooms | Dagard | WIFR-30m3 | WIFR-30 | 30 cbm | R134a |  |  | 7692.3077 | [18 empty] | 77
_3. Walk-in freezer rooms | Dagard | WIFR-40m3 | WIFR-40 | 40 cbm | R134a |  |  | 9523.8095 | [18 empty] | 78
_3. Walk-in freezer rooms | EURONON | WIFR-10m3 | WIFR-10 | 10 cbm | R134a |  |  | 2857.1429 | [18 empty] | 79
_3. Walk-in freezer rooms | EURONON | WIFR-15m3 | WIFR-15 | 15 cbm |  |  |  | 4900 | [18 empty] | 80
_3. Walk-in freezer rooms | EURONON | WIFR-20m3 | WIFR-20 | 20 cbm | R134a |  |  | 5520 | [18 empty] | 81
_3. Walk-in freezer rooms | EURONON | WIFR-30m3 | WIFR-30 | 30 cbm | R134a |  |  | 7692.3077 | [18 empty] | 82
_3. Walk-in freezer rooms | EURONON | WIFR-40m3 | WIFR-40 | 40 cbm | R134a |  |  | 9523.8095 | [18 empty] | 83
_3. Walk-in freezer rooms | Foster | WIFR-10m3 | WIFR-10 | 10 cbm | R134a |  |  | 2857.1429 | [18 empty] | 84
_3. Walk-in freezer rooms | Foster | WIFR-15m3 | WIFR-15 | 15 cbm |  |  |  | 4900 | [18 empty] | 85
_3. Walk-in freezer rooms | Foster | WIFR-20m3 | WIFR-20 | 20 cbm | R134a |  |  | 5520 | [18 empty] | 86
_3. Walk-in freezer rooms | Foster | WIFR-30m3 | WIFR-30 | 30 cbm | R134a |  |  | 7692.3077 | [18 empty] | 87
_3. Walk-in freezer rooms | Foster | WIFR-40m3 | WIFR-40 | 40 cbm | R134a |  |  | 9523.8095 | [18 empty] | 88
_3. Walk-in freezer rooms | Haier | WIFR-10m3 | WIFR-10 | 10 cbm | R134a |  |  | 2857.1429 | [18 empty] | 89
_3. Walk-in freezer rooms | Haier | WIFR-15m3 | WIFR-15 | 15 cbm |  |  |  | 4900 | [18 empty] | 90
_3. Walk-in freezer rooms | Haier | WIFR-20m3 | WIFR-20 | 20 cbm | R134a |  |  | 5520 | [18 empty] | 91
_3. Walk-in freezer rooms | Haier | WIFR-30m3 | WIFR-30 | 30 cbm | R134a |  |  | 7692.3077 | [18 empty] | 92
_3. Walk-in freezer rooms | Haier | WIFR-40m3 | WIFR-40 | 40 cbm | R134a |  |  | 9523.8095 | [18 empty] | 93
_3. Walk-in freezer rooms | Huurre | WIFR-10m3 | WIFR-10 | 10 cbm | R134a |  |  | 2857.1429 | [18 empty] | 94
_3. Walk-in freezer rooms | Huurre | WIFR-15m3 | WIFR-15 | 15 cbm |  |  |  | 4900 | [18 empty] | 95
_3. Walk-in freezer rooms | Huurre | WIFR-20m3 | WIFR-20 | 20 cbm | R134a |  |  | 5520 | [18 empty] | 96
_3. Walk-in freezer rooms | Huurre | WIFR-30m3 | WIFR-30 | 30 cbm | R134a |  |  | 7692.3077 | [18 empty] | 97
_3. Walk-in freezer rooms | Huurre | WIFR-40m3 | WIFR-40 | 40 cbm | R134a |  |  | 9523.8095 | [18 empty] | 98
_3. Walk-in freezer rooms | Isobar | WIFR-10m3 | WIFR-10 | 10 cbm | R134a |  |  | 2857.1429 | [18 empty] | 99
_3. Walk-in freezer rooms | Isobar | WIFR-15m3 | WIFR-15 | 15 cbm |  |  |  | 4900 | [18 empty] | 100
_3. Walk-in freezer rooms | Isobar | WIFR-20m3 | WIFR-20 | 20 cbm | R134a |  |  | 5520 | [18 empty] | 101
_3. Walk-in freezer rooms | Isobar | WIFR-30m3 | WIFR-30 | 30 cbm | R134a |  |  | 7692.3077 | [18 empty] | 102
_3. Walk-in freezer rooms | Isobar | WIFR-40m3 | WIFR-40 | 40 cbm | R134a |  |  | 9523.8095 | [18 empty] | 103
_3. Walk-in freezer rooms | Porkka | WIFR-10m3 | WIFR-10 | 10 cbm | R134a |  |  | 2857.1429 | [18 empty] | 104
_3. Walk-in freezer rooms | Porkka | WIFR-15m3 | WIFR-15 | 15 cbm |  |  |  | 4900 | [18 empty] | 105
_3. Walk-in freezer rooms | Porkka | WIFR-20m3 | WIFR-20 | 20 cbm | R134a |  |  | 5520 | [18 empty] | 106
_3. Walk-in freezer rooms | Porkka | WIFR-30m3 | WIFR-30 | 30 cbm | R134a |  |  | 7692.3077 | [18 empty] | 107
_3. Walk-in freezer rooms | Porkka | WIFR-40m3 | WIFR-40 | 40 cbm | R134a |  |  | 9523.8095 | [18 empty] | 108
_3. Walk-in freezer rooms | Viessmann | WIFR-10m3 | WIFR-10 | 10 cbm | R134a |  |  | 2857.1429 | [18 empty] | 109
_3. Walk-in freezer rooms | Viessmann | WIFR-15m3 | WIFR-15 | 15 cbm |  |  |  | 4900 | [18 empty] | 110
_3. Walk-in freezer rooms | Viessmann | WIFR-20m3 | WIFR-20 | 20 cbm | R134a |  |  | 5520 | [18 empty] | 111
_3. Walk-in freezer rooms | Viessmann | WIFR-30m3 | WIFR-30 | 30 cbm | R134a |  |  | 7692.3077 | [18 empty] | 112
_3. Walk-in freezer rooms | Viessmann | WIFR-40m3 | WIFR-40 | 40 cbm | R134a |  |  | 9523.8095 | [18 empty] | 113
_3. Walk-in freezer rooms | Zanotti | WIFR-10m3 | WIFR-10 | 10 cbm | R134a |  |  | 2857.1429 | [18 empty] | 114
_3. Walk-in freezer rooms | Zanotti | WIFR-15m3 | WIFR-15 | 15 cbm |  |  |  | 4900 | [18 empty] | 115
_3. Walk-in freezer rooms | Zanotti | WIFR-20m3 | WIFR-20 | 20 cbm | R134a |  |  | 5520 | [18 empty] | 116
_3. Walk-in freezer rooms | Zanotti | WIFR-30m3 | WIFR-30 | 30 cbm | R134a |  |  | 7692.3077 | [18 empty] | 117
_3. Walk-in freezer rooms | Zanotti | WIFR-40m3 | WIFR-40 | 40 cbm | R134a |  |  | 9523.8095 | [18 empty] | 118
_3. Walk-in freezer rooms | Zhendre | WIFR-10m3 | WIFR-10 | 10 cbm | R134a |  |  | 2857.1429 | [18 empty] | 119
_3. Walk-in freezer rooms | Zhendre | WIFR-15m3 | WIFR-15 | 15 cbm |  |  |  | 4900 | [18 empty] | 120
_3. Walk-in freezer rooms | Zhendre | WIFR-20m3 | WIFR-20 | 20 cbm | R134a |  |  | 5520 | [18 empty] | 121
_3. Walk-in freezer rooms | Zhendre | WIFR-30m3 | WIFR-30 | 30 cbm | R134a |  |  | 7692.3077 | [18 empty] | 122
_3. Walk-in freezer rooms | Zhendre | WIFR-40m3 | WIFR-40 | 40 cbm | R134a |  |  | 9523.8095 | [18 empty] | 123
_1. Walk-in cold rooms | ISOBAR | WICR-510m3 | WICR-510 | 510 cbm |  |  | 145421.3 | [19 empty] | 124
_1. Walk-in cold rooms | ISOBAR | WIFR-313m3 | WIFR-313 | 313 cbm |  |  |  | 89326.962 | [18 empty] | 125
_1. Walk-in cold rooms | ISOBAR | WICR-248m3 | WICR-248 | 248 cbm |  |  | 70853.6 | [19 empty] | 126
_1. Walk-in cold rooms | Local | WICR-10m3 | WICR-10 | 10 cbm | R134a |  | 2857.1429 | [19 empty] | 127
_1. Walk-in cold rooms | Local | WICR-15m3 | WICR-15 | 15 cbm | R134a |  | 4900 | [19 empty] | 128
_1. Walk-in cold rooms | Local | WICR-20m3 | WICR-20 | 20 cbm | R134a |  | 5520 | [19 empty] | 129
_1. Walk-in cold rooms | Local | WICR-25m3 | WICR-25 | 25 cbm |  |  | 7430 | [19 empty] | 130
_1. Walk-in cold rooms | Local | WICR-30m3 | WICR-30 | 30 cbm | R134a |  | 7692.3077 | [19 empty] | 131
_1. Walk-in cold rooms | Local | WICR-40m3 | WICR-40 | 40 cbm |  |  | 9523.8095 | [19 empty] | 132
_3. Walk-in freezer rooms | Local | WIFR-10m3 | WIFR-10 | 10 cbm | R134a |  |  | 2857.1429 | [18 empty] | 133
_3. Walk-in freezer rooms | Local | WIFR-15m3 | WIFR-15 | 15 cbm |  |  |  | 4900 | [18 empty] | 134
_3. Walk-in freezer rooms | Local | WIFR-20m3 | WIFR-20 | 20 cbm | R134a |  |  | 5520 | [18 empty] | 135
_3. Walk-in freezer rooms | Local | WIFR-30m3 | WIFR-30 | 30 cbm | R134a |  |  | 7692.3077 | [18 empty] | 136
_3. Walk-in freezer rooms | Local | WIFR-40m3 | WIFR-40 | 40 cbm | R134a |  |  | 9523.8095 | [18 empty] | 137

## ULTFreezers
Table4: Characteristics of Ultracold freezers
Manufacture/supplier | Model | Gross internal volume (litres) | Cabinet type | Cooling performance | Temperature range | Operating ambient temp | Refrigerant | Freezer designed for 220-240V/50Hz | Freezer designed for 110V/60Hz | Freezer designed for 220V/60Hz | Power consumption (KwH/day) | UNICEF Material number | Unit price (equipment) (a) | Unit price (spare parts) (b) | Currency | Delivery point | Delivery lead time (c) | Warranty period | No of rows
[20 empty] | 1 | 2 | 3 | 4 | 5 | 6 | 7 | 8 | 9 | 10
A | B | C | D | E | F | G | H | I | J | K | L | M | N | O | P | Q | R | S | T | Haier Biomedical Co., Ltd | B Medical Systems Sarl | Vestfrost Solutions | PHC (Panasonic Health Corp) | Aucma Global Medical Co., LTD | Meling Biology & Medical | 0
Haier Biomedical Co., Ltd | DW-86W100J | 100 | Chest | -86°C | -40°C to -86°C | ,+32°C | HC, flammable | Yes | No | No |  | S0003109 | 2896.32 | 456.29 | USD | FCA Qingdao Seaport, China | 45 days | 24 | 1 | DW-86W100J | U201 | VTS258 | MDF-DU502VH-PE | DW-86L567T | DW-HL678S |  | 0
Haier Biomedical Co., Ltd | DW-86L100J | 100 | Upright | -86°C | -40°C to -86°C | ,+32°C | HC, flammable | Yes | No | No |  | S0003106 | 3008.32 | 410 | USD | FCA Qingdao Seaport, China | 45 days | 24 | 2 | DW-86L100J | U501 | VT308 | MDF-DU702VH-PE | DW-86L707T |  |  | 0
B Medical Systems Sarl | U201 | 214 | Upright | -86°C | -40°C to -86°C | ,+43°C | HC, flammable | Yes | No | Yes | 13.5 | S0003103 | 5729 | 1159.71 | EUR | FCA Antwerp Seaport, Belgium | 20-30 working days | 24 | 3 | DW-86L578J | U701 | VT408 |  | YBC-5E |  |  | 0
Vestfrost Solutions | VTS258 | 256 | Upright | -86°C | -40°C to -86°C | ,+27°C | HC, flammable | Yes | Yes | No | 10.3 | S0003114 | 3920 | 811 | EUR | FCA Aarhus, Denmark | 30 days | 24 | 4 | DW-86L828J | U901 | [5 empty] | 0
Vestfrost Solutions | VT308 | 296 | Chest | -86°C | -40°C to -86°C | ,+27°C | HC, flammable | Yes | Yes | No | 8 | S0003112 | 2120 | 763 | EUR | FCA Aarhus, Denmark | 30 days | 24 | 5 |  | U401
Vestfrost Solutions | VT408 | 383 | Chest | -86°C | -40°C to -86°C | ,+27°C | HC, flammable | Yes | Yes | No | 9 | S0003113 | 2340 | 754 | EUR | FCA Aarhus, Denmark | 30 days | 24 | 6
PHC (Panasonic Health Corp) | MDF-DU502VH-PE | 528 | Upright | -86°C | -50°C to -86°C | ,+40°C | HC, flammable | Yes | No | No | 6.7 | S0003110 | 7911.6 |  | EUR | FCA Rotterdam, The Netherlands | 5 days | 24 | 7
Aucma Global Medical Co., LTD | DW-86L567T | 567 | Upright | -86°C | -40°C to -86°C | ,+32°C | HC, flammable | Yes | Yes | No |  | S0003101 | 3580 | 478 | USD | FCA Qingdao Seaport, China | 40 days | 24 | 8
Haier Biomedical Co., Ltd | DW-86L578J | 578 | Upright | -86°C | -40°C to -86°C | ,+32°C | HC, flammable | Yes | No | No | 8.5 | S0003107 | 5265.12 | 507.91 | USD | FCA Qingdao Seaport, China | 45 days | 24 | 9
B Medical Systems Sarl | U501 | 598 | Upright | -86°C | -40°C to -86°C | ,+43°C | HC, flammable | Yes | No | Yes | 11.3 | S0003104 | 6504 | 1185.9 | EUR | FCA Antwerp Seaport, Belgium | 20-30 working days | 24 | 10
Aucma Global Medical Co., LTD | DW-86L707T | 707 | Upright | -86°C | -40°C to -86°C | ,+32°C | HC, flammable | Yes | Yes | No |  | S0003102 | 3750 | 478 | USD | FCA Qingdao Seaport, China | 40 days | 24 | 11
PHC (Panasonic Health Corp) | MDF-DU702VH-PE | 729 | Upright | -86°C | -50°C to -86°C | ,+40°C | HC, flammable | Yes | No | No | 7.7 | S0003111 | 8871.6 |  | EUR | FCA Rotterdam, The Netherlands | 5 days | 24 | 12
B Medical Systems Sarl | U701 | 751 | Upright | -86°C | -40°C to -86°C | ,+43°C | HC, flammable | Yes | No | Yes | 11.9 | S0003115 | 6941 | 1199 | EUR | FCA Antwerp Seaport, Belgium | 20-30 working days | 24 | 13
Haier Biomedical Co., Ltd | DW-86L828J | 828 | Upright | -86°C | -40°C to -86°C | ,+32°C | HC, flammable | Yes | No | No | 11.5 | S0003108 | 6272 | 519.32 | USD | FCA Qingdao Seaport, China | 45 days | 24 | 14
B Medical Systems Sarl | U901 | 895 | Upright | -86°C | -40°C to -86°C | ,+43°C | HC, flammable | Yes | No | Yes | 12.4 | S0003105 | 7339 | 1212.1 | EUR | FCA Antwerp Seaport, Belgium | 20-30 working days | 24 | 15
Aucma Global Medical Co., LTD | YBC-5E | 5 | N/A | [8 empty] | S0003100 | 4673 | N/A | USD | FCA Qingdao Seaport, China | 45 days | 24 | 16
Meling Biology & Medical | DW-HL678S | 678 | Upright | -86°C | -40°C to -86°C | ,+32°C | Mixture Gas | Yes | [10 empty] | 17
B Medical Systems Sarl | U401 | 454 | Upright | -86°C | -40°C to -86°C | ,+43°C | HC, flammable | Yes |  |  | 11 | [7 empty] | 18
19
20
21
22
NOTES: | [11 empty] | NOTES:
Equipment in blue - available to order | [11 empty] | Equipment in blue - available to order
Equipment in red - CRC and LTA in progress | [11 empty] | Equipment in red - CRC and LTA in progress
a) The equipment is supplied with pairs of cryogloves, ice scraper and brush. For additional quantities use UNICEF material number S0003117 | [11 empty] | a) The equipmnet is supplied with 6 pairs of cryogloves (2 pairs of S, M, L sizes), ice sraper and brush. For additional quantities use UNICEF material number S0003117
b) If spare parts are needed please contact the cold chain unit/HTC for technical support | [11 empty] | b) It is recommended to order 1 set of spare parts for each 10 units of UCC (UNOCEF material number S0003116)
c) The coolant packs need a dedicated freezer (they cannot be stored in the same freezer with the vaccines) | [11 empty] | c) Indicative
d) Due to the flammable nature of the refrigerant, the equipment cannot be sent by AIR (we are investigating with airlines further)
e) When placing order please indicate the voltage and frequency supplied from your national grid (mains power available at the installation sites)
f) Ambient temperature: It is very important to identify the correct rated temperature of the appliance when choosing the ultra-low freezer. Each model has been designed for specific climate zone (the ambient temperature) as indicated in the table above. The climate zone is the ambient temperature range in which the appliance can operate effectively without air-conditioning the room. If the room temperature exceeds the rated ambient temperature of the equipment, then the room should be air conditioned to maintain at least no warmer than the rated temperature of the appliance. For example, if the equipment is designed for ambient temperature of +32°C, the room temperature should not exceed +32°C.
g) Power supply: The ultra-low freezers require continuous electricity supply (no power interruption is allowed). Essentially, the electricity supply will have to be continuous even if the mains supply drops out. Therefore it is critically important to make sure that the ultralow freezers are getting power continuously without interruption using alternative power source e.g.: diesel generators as backup or other options."

## PQVaccines
PQSVaccineID | VaccineType | VaccineTypeName | Manufacturer | CommercialName | PharmaceuticalForm | Presentation | DosesCount | ShelfLife | VaccinePreservative | AdministrationRoute | VaccineStorageTemperature | PrequalificationStatus | VaccineVialMonitor | MultidoseVialPolicy | VaccineSecondaryVolume | VaccineTertiaryVolume | DiluentBundled | DiluentSecondaryVolume | DiluentTertiaryVolume | FreezeSensitive | DiluentStorageTemperature | AlAdjuvant | Nbre doses dans calendrier | Prix du flacon ($/flacon) | UNICEF PS | PAHO RF | National prices | US CDC | US Private | Designation | PharmaceuticalForm | VaccineStorageTemperature
A | B | C | D | E | F | G | H | I | J | K | L | M | N | O | P | Q | R | S | T | U | V | W | X | Y | Z | AA | AB | AC | AD | B | E | K
73 | BCG | BCG | National Center of Infectious and Parasitic Diseases | BCG Vaccine | Lyophilised active component to be reconstituted with excipient diluent before use | Ampoule | 10 | 24 | none | Intradermal | 2-8°C | Current | 30 | 0 | 2.25 | 3.37 | No | 1.12 | 1.12 |  | NA |  | 1 | 2.3112 | 0.23112 |  |  |  |  | BCG | Lyophilised active component to be reconstituted with excipient diluent before use | 2-8°C
164 | BCG | BCG | AJ Vaccines A/S | BCG Vaccine SSI | Lyophilised active component to be reconstituted with excipient diluent before use | Two vial set (active + excipient) | 10 | 12 | none | Intradermal | 2-8°C | Current | 14 | 0 | 1.33 | 1.33 | Yes | 0 | 0 |  | NA |  | 1 | 2.3112 | 0.23112 |  |  |  |  | bOPV | Liquid: ready to use | -20°C
338 | BCG | BCG | Japan BCG Laboratory | BCG Freezed Dried Glutamate vaccine | Lyophilised active component to be reconstituted with excipient diluent before use | Ampoule | 10 | 24 | none | Intradermal | 2-8°C | Current | 30 | 0 | 1.44 | 4.9837 | No | 1.1938 | 2.2755 |  | 2-8°C |  | 1 | 2.3112 | 0.23112 |  |  |  |  | Dengue | Lyophilised active component to be reconstituted with liquid active component before use | -70°C
67 | BCG | BCG | Japan BCG Laboratory | BCG Freeze Dried Glutamate vaccine | Lyophilised active component to be reconstituted with excipient diluent before use | Ampoule | 20 | 24 | none | Intradermal | 2-8°C | Current | 30 | 0 | 0.72 | 2.4918 | No | 0.5969 | 1.1378 | No | 2-8°C | No | 1 | 2.74 | 0.137 |  |  |  |  | DT | Frozen liquid, to be diluted after thawing | +25°C
74 | BCG | BCG | National Center of Infectious and Parasitic Diseases | BCG Vaccine | Lyophilised active component to be reconstituted with excipient diluent before use | Ampoule | 20 | 24 | none | Intradermal | 2-8°C | Current | 30 | 0 | 1.125 | 2.245 | No | 1.12 | 1.12 |  | NA |  | 1 | 2.74 | 0.137 |  |  |  |  | DTaP
117 | BCG | BCG | Serum Institute of India Pvt. Ltd. | BCG Vaccine | Lyophilised active component to be reconstituted with excipient diluent before use | Vial | 20 | 24 | none | Intradermal | 2-8°C | Current | 14 | 0 | 0.878 | 4.32 | No | 0.6264 | 0 | No | 2-8°C | No | 1 | 2.74 | 0.137 |  |  |  |  | DTaP-HepB-Hib-IPV
294 | BCG | BCG | GreenSignal Bio Pharma Limited | BCG vaccine (Freeze Dried) - Intradermal | Lyophilised active component to be reconstituted with excipient diluent before use | Vial + Ampoule | 20 | 24 | none | Intradermal | 2-8°C | Current | 14 | 0 | 0.54 | 0.87318 | No | 0 | 0.77963 |  | 2-8°C |  | 1 | 2.74 | 0.137 |  |  |  |  | DTwP
183 | Polio Vaccine - Oral (OPV) Bivalent Types 1 and 3 | bOPV | GlaxoSmithKline Biologicals SA | Polio Sabin One and Three | Liquid: ready to use | Vial | 10 | 24 | none | Oral | -20°C | Current | 2 | 28 | 0.97 | 3.978 | 0 | 0 | 0 | No | NA | No | 4 | 3.08 | 0.308 |  |  |  |  | DTwP+Hib
281 | Polio Vaccine - Oral (OPV) Bivalent Types 1 and 3 | bOPV | Serum Institute of India Pvt. Ltd. | Poliomyelitis Vaccine (Oral), Bivalent types 1 and 3 | Liquid: ready to use | Vial | 10 | 24 | none | Oral | -20°C | Current | 2 | 28 | 1.757 | 11.52 | 0 | 0 | 0 |  | NA |  | 4 | 3.08 | 0.308 |  |  |  |  | DTwP-HepB
297 | Polio Vaccine - Oral (OPV) Bivalent Types 1 and 3 | bOPV | PT Bio Farma (Persero) | Bivalent Oral Poliomyelitis Vaccine Type 1&3 (bOPV 1&3) | Liquid: ready to use | Vial | 10 | 24 | none | Oral | -20°C | Current | 2 | 28 | 1.4 | 6.2156 | 0 | 0 | 0 | No | NA | No | 4 | 3.08 | 0.308 |  |  |  |  | DTwP-HepB+Hib
337 | Polio Vaccine - Oral (OPV) Bivalent Types 1 and 3 | bOPV | Bharat Biotech International Limited | BIOPOLIO B1/3 | Liquid: ready to use | Vial | 10 | 24 | none | Oral | -20°C | Current | 2 | 28 | 0 | 0 | 0 | 0 | 0 |  | NA |  | 4 | 3.08 | 0.308 |  |  |  |  | DTwP-HepB-Hib
184 | Polio Vaccine - Oral (OPV) Bivalent Types 1 and 3 | bOPV | GlaxoSmithKline Biologicals SA | Polio Sabin One and Three | Liquid: ready to use | Vial | 20 | 24 | none | Oral | -20°C | Current | 2 | 28 | 0.48 | 1.989 | 0 | 0 | 0 |  | NA |  | 4 | 3.05 | 0.1525 |  |  |  |  | DTwP-HepB-Hib-IPV
195 | Polio Vaccine - Oral (OPV) Bivalent Types 1 and 3 | bOPV | PT Bio Farma (Persero) | Bivalent Oral Poliomyelitis Vaccine Type 1&3 (bOPV 1&3) | Liquid: ready to use | Vial | 20 | 24 | none | Oral | -20°C | Current | 2 | 28 | 0.55 | 4.1437 | 0 | 0 | 0 |  | NA |  | 4 | 3.05 | 0.1525 |  |  |  |  | Ebola-Vax (rVSV∆G-ZEBOV-GP, live attenuated)
200 | Polio Vaccine - Oral (OPV) Bivalent Types 1 and 3 | bOPV | Haffkine Bio Pharmaceutical Corporation Ltd | Bivalent type 1&3 Oral Poliomyelitis vaccine, IP (bOPV1&3) | Liquid: ready to use | Vial | 20 | 24 | none | Oral | -20°C | Current | 2 | 28 | 1 | 1 | 0 | 0 | 0 |  | NA |  | 4 | 3.05 | 0.1525 |  |  |  |  | Ebola-Vax (MVA-BN-Filo [recombinant])
244 | Polio Vaccine - Oral (OPV) Bivalent Types 1 and 3 | bOPV | Bharat Biotech International Limited | BIOPOLIO B1/3 | Liquid: ready to use | Vial | 20 | 24 | none | Oral | -20°C | Current | 2 | 28 | 0.85 | 5.4186 | 0 | 0 | 0 |  | NA |  | 4 | 3.05 | 0.1525 |  |  |  |  | Ebola-Vax (Ad26.ZEBOV-GP [recombinant])
246 | Polio Vaccine - Oral (OPV) Bivalent Types 1 and 3 | bOPV | Sanofi Pasteur SA | none | Liquid: ready to use | Vial | 20 | 24 | none | Oral | -20°C | Current | 2 | 28 | 0.49 | 2.4182 | 0 | 0 | 0 |  | NA |  | 4 | 3.05 | 0.1525 |  |  |  |  | H1N1
253 | Polio Vaccine - Oral (OPV) Bivalent Types 1 and 3 | bOPV | Serum Institute of India Pvt. Ltd. | Poliomyelitis Vaccine (Oral), Bivalent types 1 and 3 | Liquid: ready to use | Vial | 20 | 24 | none | Oral | -20°C | Current | 2 | 28 | 0.8787 | 5.76 | 0 | 0 | 0 |  | NA |  | 4 | 3.05 | 0.1525 |  |  |  |  | HepA
357 | Dengue Tetravalent (live, attenuated) | Dengue | Sanofi Pasteur SA | Dengvaxia | Lyophilised active component to be reconstituted with excipient diluent before use | Two vial set (active + excipient) | 5 | 36 | none | Subcutaneous | 2-8°C | Current | 14 | 0 | 5.22 | 5.979 | Yes | 0 | 0 |  | 2-8°C |  | 1 |  | 0 |  |  |  |  | HepB
118 | Diphtheria-Tetanus | DT | Serum Institute of India Pvt. Ltd. | Diphtheria and Tetanus Vaccine Adsorbed (Paediatric) | Liquid: ready to use | Ampoule | 1 | 36 | thiomersal | Intramuscular | 2-8°C | Current | none | NA | 12.18 | 9.84 | 0 | 0 | 0 |  | NA |  | 3 | #N/A | #N/A |  |  |  |  | Hib_liq
7 | Diphtheria-Tetanus | DT | PT Bio Farma (Persero) | Adsorbed DT Vaccine | Liquid: ready to use | Vial | 10 | 36 | thiomersal | Intramuscular | 2-8°C | Current | 30 | 28 | 2.38 | 9.4714 | 0 | 0 | 0 | Yes | NA | Yes | 3 | 1.1875 | 0.11875 |  |  |  |  | Hib_lyo
77 | Diphtheria-Tetanus | DT | National Center of Infectious and Parasitic Diseases | Diftet | Liquid: ready to use | Vial | 10 | 36 | thiomersal | Intramuscular | 2-8°C | Current | 14 | 28 | 3.78 | 9.286 | 0 | 0 | 0 |  | NA |  | 3 | 1.1875 | 0.11875 |  |  |  |  | HPV
119 | Diphtheria-Tetanus | DT | Serum Institute of India Pvt. Ltd. | Diphtheria and Tetanus Vaccine Adsorbed (Pediatric) | Liquid: ready to use | Vial | 10 | 36 | thiomersal | Intramuscular | 2-8°C | Current | 30 | 28 | 2.109 | 9.84 | 0 | 0 | 0 | Yes | NA | Yes | 3 | 1.1875 | 0.11875 |  |  |  |  | Influenza
78 | Diphtheria-Tetanus | DT | National Center of Infectious and Parasitic Diseases | Diftet | Liquid: ready to use | Vial | 20 | 36 | thiomersal | Intramuscular | 2-8°C | Current: No Routine Production | 14 | 28 | 1.89 | 1.89 | 0 | 0 | 0 |  | NA |  | 3 | 2.185 | 0.10925 |  |  |  |  | Influenza (Quadrivalent)
120 | Diphtheria-Tetanus | DT | Serum Institute of India Pvt. Ltd. | Diphtheria and Tetanus Vaccine Adsorbed (Pediatric) | Liquid: ready to use | Vial | 20 | 36 | thiomersal | Intramuscular | 2-8°C | Current | 30 | 28 | 2.122 | 9.84 | 0 | 0 | 0 |  | NA |  | 3 | 2.185 | 0.10925 |  |  |  |  | IPV
266 | Diphtheria-Tetanus-Pertussis (acellular) | DTaP | GlaxoSmithKline Biologicals SA | Boostrix | Liquid: ready to use | Vial | 1 | 36 | none | Intramuscular | 2-8°C | Current | 30 | NA | 9.7 | 15.2292 | 0 | 0 | 0 |  | NA |  | 3 | #N/A | #N/A |  |  |  |  | sIPV
315 | Diphtheria-Tetanus-Pertussis (acellular) | DTaP | Sanofi Pasteur Limited | Adacel | Liquid: ready to use | Vial | 1 | 36 | none | Intramuscular | 2-8°C | Current | 30 | NA | 19.5 | 128.5951 | 0 | 0 | 0 |  | NA |  | 3 | #N/A | #N/A |  |  |  |  | JE_liq
285 | Diphtheria-Tetanus-Pertussis (acellular)-Hepatitis B-Haemophilus influenzae type b-Polio (Inactivated) | DTaP-HepB-Hib-IPV | Sanofi Pasteur SA | Hexaxim | Liquid: ready to use | Vial | 1 | 36 | none | Intramuscular | 2-8°C | Current | 7 | NA | 11.32 | 67.5113 | 0 | 0 | 0 |  | NA |  | 3 | #N/A | #N/A |  |  |  |  | JE_lyo
93 | Diphtheria-Tetanus-Pertussis (whole cell) | DTwP | Sanofi Pasteur SA | DT COQ | Liquid: ready to use | Ampoule | 1 | 36 | thiomersal | Intramuscular | 2-8°C | Current: No Routine Production | none | NA | 26.1 | 26.1 | 0 | 0 | 0 |  | NA |  | 3 | #N/A | #N/A |  |  |  |  | Measles
124 | Diphtheria-Tetanus-Pertussis (whole cell) | DTwP | Serum Institute of India Pvt. Ltd. | Diphtheria-Tetanus-Pertussis Vaccine Adsorbed | Liquid: ready to use | Ampoule | 1 | 24 | thiomersal | Intramuscular | 2-8°C | Current | none | NA | 12.18 | 65.6 | 0 | 0 | 0 |  | NA |  | 3 | #N/A | #N/A |  |  |  |  | Men-A
277 | Diphtheria-Tetanus-Pertussis (whole cell) | DTwP | Biological E. Limited | None used on labelling for supply through UN agencies. Also marketed with labelled commercial name TRIPVAC | Liquid: ready to use | Vial | 1 | 24 | thiomersal | Intramuscular | 2-8°C | Current | 14 | NA | 14.68 | 93.082 | 0 | 0 | 0 |  | NA |  | 3 | #N/A | #N/A |  |  |  |  | Men-A (paediatric)
8 | Diphtheria-Tetanus-Pertussis (whole cell) | DTwP | PT Bio Farma (Persero) | DTP Vaccine | Liquid: ready to use | Vial | 10 | 24 | thiomersal | Intramuscular | 2-8°C | Current | 14 | 28 | 2.38 | 9.5625 | 0 | 0 | 0 | Yes | NA | Yes | 3 | 1.97 | 0.197 |  |  |  |  | Men-A+C
94 | Diphtheria-Tetanus-Pertussis (whole cell) | DTwP | Sanofi Pasteur SA | DT COQ | Liquid: ready to use | Vial | 10 | 36 | thiomersal | Intramuscular | 2-8°C | Current | none | 28 | 2.46 | 2.46 | 0 | 0 | 0 |  | NA |  | 3 | 1.97 | 0.197 |  |  |  |  | Men-ACYW-135
125 | Diphtheria-Tetanus-Pertussis (whole cell) | DTwP | Serum Institute of India Pvt. Ltd. | Diphtheria-Tetanus-Pertussis Vaccine Adsorbed | Liquid: ready to use | Vial | 10 | 24 | thiomersal | Intramuscular | 2-8°C | Current | 14 | 28 | 2.109 | 9.84 | 0 | 0 | 0 | Yes | NA | Yes | 3 | 1.97 | 0.197 |  |  |  |  | Men-ACYW-135 (polysaccharide)
278 | Diphtheria-Tetanus-Pertussis (whole cell) | DTwP | Biological E. Limited | None used on labelling for supply through UN agencies. Also marketed with labelled commercial name TRIPVAC | Liquid: ready to use | Vial | 10 | 24 | thiomersal | Intramuscular | 2-8°C | Current | 14 | 28 | 1.78 | 8.9359 | 0 | 0 | 0 |  | NA |  | 3 | 1.97 | 0.197 |  |  |  |  | MMR
126 | Diphtheria-Tetanus-Pertussis (whole cell) | DTwP | Serum Institute of India Pvt. Ltd. | Diphtheria-Tetanus-Pertussis Vaccine Adsorbed | Liquid: ready to use | Vial | 20 | 24 | thiomersal | Intramuscular | 2-8°C | Current | 14 | 28 | 2.122 | 9.84 | 0 | 0 | 0 |  | NA |  | 3 | 3.1302 | 0.15651 |  |  |  |  | mOPV1
97 | Diphtheria-Tetanus-Pertussis (whole cell)-Haemophilus influenzae type b | DTwP+Hib | Sanofi Pasteur SA | TETRAct-HIB | Lyophilised active component to be reconstituted with liquid active component before use | Vial + Ampoule | 1 | 36 | thiomersal | Intramuscular | 2-8°C | Current: No Routine Production | none | NA | 44.72 | 44.72 | 0 | 0 | 0 |  | NA |  | 3 | 3.6865 | 3.6865 |  |  |  |  | mOPV2
216 | Diphtheria-Tetanus-Pertussis (whole cell)-Haemophilus influenzae type b | DTwP+Hib | Serum Institute of India Pvt. Ltd. | Diphtheria, Tetanus, Pertussis and Haemophilus influenzae type b Conjugate Vaccine | Lyophilised active component to be reconstituted with liquid active component before use | Vial + Ampoule | 1 | 24 | thiomersal | Intramuscular | 2-8°C | Current | 14 | NA | 21.09 | 147.6 | 0 | 12.18 | 0 |  | NA |  | 3 | 3.6865 | 3.6865 |  |  |  |  | mOPV3
96 | Diphtheria-Tetanus-Pertussis (whole cell)-Haemophilus influenzae type b | DTwP+Hib | Sanofi Pasteur SA | TETRAct-HIB | Lyophilised active component to be reconstituted with liquid active component before use | Two vial set (active + active) | 10 | 36 | thiomersal | Intramuscular | 2-8°C | Current | none | 0 | 12.39 | 12.39 | 0 | 0 | 0 |  | NA |  | 3 | 32.32 | 3.232 |  |  |  |  | MR
127 | Diphtheria-Tetanus-Pertussis (whole cell)-Hepatitis B | DTwP-HepB | Serum Institute of India Pvt. Ltd. | Diphtheria ,Tetanus, Pertussis and Hepatitis B Vaccine Adsorbed | Liquid: ready to use | Ampoule | 1 | 24 | thiomersal | Intramuscular | 2-8°C | Current | none | NA | 12.18 | 65.6 | 0 | 0 | 0 |  | NA |  | 3 | 0 | 0 |  |  |  |  | OCV
10 | Diphtheria-Tetanus-Pertussis (whole cell)-Hepatitis B | DTwP-HepB | PT Bio Farma (Persero) | DTP - Hep B 5 | Liquid: ready to use | Vial | 5 | 24 | thiomersal | Intramuscular or Subcutaneous | 2-8°C | Current | 14 | 28 | 4.2 | 4.2 | 0 | 0 | 0 |  | NA |  | 3 | #N/A | #N/A |  |  |  |  | PCV10
11 | Diphtheria-Tetanus-Pertussis (whole cell)-Hepatitis B | DTwP-HepB | PT Bio Farma (Persero) | DTP - Hep B 10 | Liquid: ready to use | Vial | 10 | 24 | thiomersal | Intramuscular or Subcutaneous | 2-8°C | Current | 14 | 28 | 2.1 | 2.1 | 0 | 0 | 0 |  | NA |  | 3 | 7.245 | 0.7245 |  |  |  |  | PCV13
128 | Diphtheria-Tetanus-Pertussis (whole cell)-Hepatitis B | DTwP-HepB | Serum Institute of India Pvt. Ltd. | Diphtheria ,Tetanus, Pertussis and Hepatitis B Vaccine Adsorbed | Liquid: ready to use | Vial | 10 | 24 | thiomersal | Intramuscular | 2-8°C | Current | 14 | 28 | 2.109 | 9.84 | 0 | 0 | 0 |  | NA |  | 3 | 7.245 | 0.7245 |  |  |  |  | Rabies
129 | Diphtheria-Tetanus-Pertussis (whole cell)-Hepatitis B | DTwP-HepB | Serum Institute of India Pvt. Ltd. | Diphtheria ,Tetanus, Pertussis and Hepatitis B Vaccine Adsorbed | Liquid: ready to use | Vial | 20 | 24 | thiomersal | Intramuscular | 2-8°C | Current | 14 | 28 | 2.122 | 9.84 | 0 | 0 | 0 |  | NA |  | 3 | #N/A | #N/A |  |  |  |  | Rota_Liq
55 | Diphtheria-Tetanus-Pertussis (whole cell)-Hepatitis B-Haemophilus influenzae type b | DTwP-HepB+Hib | GlaxoSmithKline Biologicals SA | Tritanrix HB+Hib | Lyophilised active component to be reconstituted with excipient diluent before use | Two vial set (active + active) | 1 | 36 | thiomersal | Intramuscular | 2-8°C | Current | 14 | NA | 14.535 | 14.535 | Yes | 0 | 0 |  | NA |  | 3 | 2.828 | 2.828 |  |  |  |  | Rota_Liq_frozen
194 | Diphtheria-Tetanus-Pertussis (whole cell)-Hepatitis B-Haemophilus influenzae type b | DTwP-HepB+Hib | Serum Institute of India Pvt. Ltd. | Diphtheria, Tetanus, Pertussis, Hepatitis B and Haemophilus influenzae type b Conjugate Vaccine | Lyophilised active component to be reconstituted with liquid active component before use | Vial + Ampoule | 1 | 24 | thiomersal | Intramuscular | 2-8°C | Current | 14 | NA | 33.27 | 147.6 | 0 | 0 | 0 |  | NA |  | 3 | 2.828 | 2.828 |  |  |  |  | Rota_Lyo
247 | Diphtheria-Tetanus-Pertussis (whole cell)-Hepatitis B-Haemophilus influenzae type b | DTwP-HepB+Hib | Biological E. Limited | None used on labelling for supply through UN agencies. Also marketed with labelled commercial name ComBE Five (Reconstituted). | Lyophilised active component to be reconstituted with liquid active component before use | Two vial set (active + active) | 1 | 24 | thiomersal | Intramuscular | 2-8°C | Current | 14 | NA | 58.7 | 58.7 | Yes | 0 | 0 |  | NA |  | 3 | 2.828 | 2.828 |  |  |  |  | Rubella
254 | Diphtheria-Tetanus-Pertussis (whole cell)-Hepatitis B-Haemophilus influenzae type b | DTwP-HepB+Hib | LG Chem Ltd | Euforvac-Hib Inj | Lyophilised active component to be reconstituted with liquid active component before use | Two vial set (active + active) | 1 | 36 | thiomersal | Intramuscular | 2-8°C | Current | 14 | NA | 29.07 | 149.7687 | Yes | 0 | 0 |  | NA |  | 3 | 2.828 | 2.828 |  |  |  |  | Td
56 | Diphtheria-Tetanus-Pertussis (whole cell)-Hepatitis B-Haemophilus influenzae type b | DTwP-HepB+Hib | GlaxoSmithKline Biologicals SA | Tritanrix HB+Hib | Lyophilised active component to be reconstituted with liquid active component before use | Two vial set (active + active) | 2 | 36 | thiomersal | Intramuscular | 2-8°C | Current | 14 | 0 | 7.2675 | 7.2675 | 0 | 0 | 0 |  | NA |  | 3 | 3.9 | 1.95 |  |  |  |  | tOPV
203 | Diphtheria-Tetanus-Pertussis (whole cell)-Hepatitis B-Haemophilus influenzae type b | DTwP-HepB+Hib | Serum Institute of India Pvt. Ltd. | Diphtheria, Tetanus, Pertussis, Hepatitis B and Haemophilus influenzae type b Conjugate Vaccine | Lyophilised active component to be reconstituted with liquid active component before use | Vial + Ampoule | 2 | 24 | thiomersal | Intramuscular | 2-8°C | Current | 14 | 0 | 11.154 | 147.6 | 0 | 0 | 0 |  | NA |  | 3 | 3.9 | 1.95 |  |  |  |  | TT
255 | Diphtheria-Tetanus-Pertussis (whole cell)-Hepatitis B-Haemophilus influenzae type b | DTwP-HepB+Hib | LG Chem Ltd | Euforvac-Hib Inj. | Lyophilised active component to be reconstituted with liquid active component before use | Two vial set (active + active) | 2 | 36 | thiomersal | Intramuscular | 2-8°C | Current | 14 | 0 | 14.535 | 74.8843 | Yes | 0 | 0 |  | NA |  | 3 | 3.9 | 1.95 |  |  |  |  | TCV
204 | Diphtheria-Tetanus-Pertussis (whole cell)-Hepatitis B-Haemophilus influenzae type b | DTwP-HepB+Hib | Serum Institute of India Pvt. Ltd. | Diphtheria, Tetanus, Pertussis, Hepatitis B and Haemophilus influenzae type b Conjugate Vaccine | Lyophilised active component to be reconstituted with liquid active component before use | Vial + Ampoule | 10 | 24 | thiomersal | Intramuscular | 2-8°C | Current | 14 | 0 | 2.109 | 196.8 | 0 | 0 | 0 |  | NA |  | 3 | 17.3 | 1.73 |  |  |  |  | TPV
248 | Diphtheria-Tetanus-Pertussis (whole cell)-Hepatitis B-Haemophilus influenzae type b | DTwP-HepB+Hib | Biological E. Limited | None used on labelling for supply through UN agencies. Also marketed with labelled commercial name ComBE Five (Reconstituted). | Lyophilised active component to be reconstituted with liquid active component before use | Two vial set (active + active) | 10 | 24 | thiomersal | Intramuscular | 2-8°C | Current | 14 | 0 | 7.5 | 7.5 | Yes | 0 | 0 |  | NA |  | 3 | 17.3 | 1.73 |  |  |  |  | YF
6 | Diphtheria-Tetanus-Pertussis (whole cell)-Hepatitis B-Haemophilus influenzae type b | DTwP-HepB-Hib | Janssen Vaccines Corp. | Quinvaxem | Liquid: ready to use | Vial | 1 | 36 | thiomersal (trace) | Intramuscular | 2-8°C | Current | 14 | NA | 10.3 | 54.3162 | 0 | 0 | 0 | Yes | NA | Yes | 3 | 1.13 | 1.13 |  |  |  |  | nOPV
162 | Diphtheria-Tetanus-Pertussis (whole cell)-Hepatitis B-Haemophilus influenzae type b | DTwP-HepB-Hib | Shantha Biotechnics Private Limited (A Sanofi Company) | Shan-5 | Liquid: ready to use | Vial | 1 | 24 | thiomersal | Intramuscular | 2-8°C | Current | 14 | NA | 16.8 | 63.9486 | 0 | 0 | 0 |  | NA |  | 3 | 1.13 | 1.13 |  |  |  |  | RTS,S
223 | Diphtheria-Tetanus-Pertussis (whole cell)-Hepatitis B-Haemophilus influenzae type b | DTwP-HepB-Hib | Serum Institute of India Pvt. Ltd. | Diphtheria, Tetanus, Pertussis, Hepatitis B and Haemophilus influenzae type b Conjugate Vaccine Adsorbed | Liquid: ready to use | Vial | 1 | 24 | thiomersal | Intramuscular | 2-8°C | Current | 14 | NA | 14.06 | 77.6 | 0 | 0 | 0 | Yes | NA | Yes | 3 | 1.13 | 1.13 |  |  |  |  | C19-Covishield ChAdOx1-S
270 | Diphtheria-Tetanus-Pertussis (whole cell)-Hepatitis B-Haemophilus influenzae type b | DTwP-HepB-Hib | Panacea Biotec Ltd. | Easyfive-TT | Liquid: ready to use | Vial | 1 | 36 | thiomersal | Intramuscular | 2-8°C | Current | 14 | NA | 15.3 | 83.1173 | 0 | 0 | 0 |  | NA |  | 3 | 1.13 | 1.13 |  |  |  |  | C19-VaxZevria ChAdOx1-S
274 | Diphtheria-Tetanus-Pertussis (whole cell)-Hepatitis B-Haemophilus influenzae type b | DTwP-HepB-Hib | Biological E. Limited | None used on labelling for supply through UN agencies. Also marketed with labelled commercial name ComBE Five (Liquid). | Liquid: ready to use | Vial | 1 | 30 | thiomersal | Intramuscular | 2-8°C | Current | 14 | NA | 14.7 | 93.082 | 0 | 0 | 0 |  | NA |  | 3 | 1.13 | 1.13 |  |  |  |  | C19-Moderna mRNA-1273
304 | Diphtheria-Tetanus-Pertussis (whole cell)-Hepatitis B-Haemophilus influenzae type b | DTwP-HepB-Hib | LG Chem Ltd | Eupenta | Liquid: ready to use | Vial | 1 | 36 | thiomersal | Intramuscular | 2-8°C | Current | 14 | NA | 14.53 | 75.1267 | 0 | 0 | 0 |  | NA |  | 3 | 1.13 | 1.13 |  |  |  |  | C19-Janssen Ad26.COV2.S
224 | Diphtheria-Tetanus-Pertussis (whole cell)-Hepatitis B-Haemophilus influenzae type b | DTwP-HepB-Hib | Serum Institute of India Pvt. Ltd. | Diphtheria, Tetanus, Pertussis, Hepatitis B and Haemophilus influenzae type b Conjugate Vaccine Adsorbed | Liquid: ready to use | Vial | 2 | 24 | thiomersal | Intramuscular | 2-8°C | Current | 14 | 28 | 8.787 | 43.2 | 0 | 0 | 0 |  | NA |  | 3 | 3.88 | 1.94 |  |  |  |  | C19-Pfizer PBS/Sucrose (purple cap)
288 | Diphtheria-Tetanus-Pertussis (whole cell)-Hepatitis B-Haemophilus influenzae type b | DTwP-HepB-Hib | Biological E. Limited | None used on labelling for supply through UN agencies. Also marketed with labelled commercial name ComBE Five (Liquid). | Liquid: ready to use | Vial | 2 | 30 | thiomersal | Intramuscular | 2-8°C | Current | 14 | 28 | 7.3 | 46.541 | 0 | 0 | 0 |  | NA |  | 3 | 3.88 | 1.94 |  |  |  |  | C19-Pfizer Tris/Sucrose (grey cap)
287 | Diphtheria-Tetanus-Pertussis (whole cell)-Hepatitis B-Haemophilus influenzae type b | DTwP-HepB-Hib | Biological E. Limited | None used on labelling for supply through UN agencies. Also marketed with labelled commercial name ComBE Five (Liquid). | Liquid: ready to use | Vial | 5 | 30 | thiomersal | Intramuscular | 2-8°C | Current | 14 | 28 | 2.9 | 18.6164 | 0 | 0 | 0 |  | NA |  | 3 | 9.18 | 1.836 |  |  |  |  | C19-Pfizer Tris/Sucrose (orange cap)
308 | Diphtheria-Tetanus-Pertussis (whole cell)-Hepatitis B-Haemophilus influenzae type b | DTwP-HepB-Hib | PT Bio Farma (Persero) | Pentabio | Liquid: ready to use | Vial | 5 | 24 | thiomersal | Intramuscular | 2-8°C | Current | 14 | 28 | 8 | 33.15 | 0 | 0 | 0 |  | NA |  | 3 | 9.18 | 1.836 |  |  |  |  | C19-Sinopharm VeroCell
87 | Diphtheria-Tetanus-Pertussis (whole cell)-Hepatitis B-Haemophilus influenzae type b | DTwP-HepB-Hib | Panacea Biotec Ltd. | Easyfive-TT | Liquid: ready to use | Vial | 10 | 36 | thiomersal | Intramuscular | 2-8°C | Current | 14 | 28 | 3.2 | 16.6527 | 0 | 0 | 0 |  | NA |  | 3 | 7.8 | 0.78 |  |  |  |  | C19-Sinovac Coronovac
163 | Diphtheria-Tetanus-Pertussis (whole cell)-Hepatitis B-Haemophilus influenzae type b | DTwP-HepB-Hib | Shantha Biotechnics Private Limited (A Sanofi Company) | Shan-5 | Liquid: ready to use | Vial | 10 | 24 | thiomersal | Intramuscular | 2-8°C | Current | 14 | 28 | 4.4 | 17.1475 | 0 | 0 | 0 |  | NA |  | 3 | 7.8 | 0.78 |  |  |  |  | C19-Sputnik
225 | Diphtheria-Tetanus-Pertussis (whole cell)-Hepatitis B-Haemophilus influenzae type b | DTwP-HepB-Hib | Serum Institute of India Pvt. Ltd. | Diphtheria, Tetanus, Pertussis, Hepatitis B and Haemophilus influenzae type b Conjugate Vaccine Adsorbed | Liquid: ready to use | Vial | 10 | 24 | thiomersal | Intramuscular | 2-8°C | Current | 14 | 28 | 2.109 | 9.84 | 0 | 0 | 0 |  | NA |  | 3 | 7.8 | 0.78 |  |  |  |  | C19-Bharat COVAXIN
275 | Diphtheria-Tetanus-Pertussis (whole cell)-Hepatitis B-Haemophilus influenzae type b | DTwP-HepB-Hib | Biological E. Limited | None used on labelling for supply through UN agencies. Also marketed with labelled commercial name ComBE Five (Liquid). | Liquid: ready to use | Vial | 10 | 30 | thiomersal | Intramuscular | 2-8°C | Current | 14 | 28 | 2.9 | 21.125 | 0 | 0 | 0 |  | NA |  | 3 | 7.8 | 0.78 |  |  |  |  | C-19 Covovax SARS-CoV-2 rS
305 | Diphtheria-Tetanus-Pertussis (whole cell)-Hepatitis B-Haemophilus influenzae type b | DTwP-HepB-Hib | LG Chem Ltd | Eupenta | Liquid: ready to use | Vial | 10 | 36 | thiomersal | Intramuscular | 2-8°C | Current | 14 | 28 | 2.9 | 16.7008 | 0 | 0 | 0 |  | NA |  | 3 | 7.8 | 0.78 |  |  |  |  | C-19 Nuvaxovid SARS-CoV-2 rS
309 | Diphtheria-Tetanus-Pertussis (whole cell)-Hepatitis B-Haemophilus influenzae type b | DTwP-HepB-Hib | PT Bio Farma (Persero) | Pentabio | Liquid: ready to use | Vial | 10 | 24 | thiomersal | Intramuscular | 2-8°C | Current | 14 | 28 | 4 | 16.575 | 0 | 0 | 0 |  | NA |  | 3 | 7.8 | 0.78 |  |  |  |  | COVID-A
| Diphtheria-Tetanus-Pertussis (whole cell)-Hepatitis B-Haemophilus influenzae type b | DTwP-HepB-Hib-IPV | Sanofi Healthcare India Private Limited | Shan6 | Liquid: ready to use | Vial | 1 | 30 | thiomersal | Intramuscular | 2-8°C | Current | 11 | NA | 11.09 | 62.27 | 0 | 0 | 0 |  | NA |  | 3 |  | 0 |  |  |  |  | COVID-B
| Diphtheria-Tetanus-Pertussis (whole cell)-Hepatitis B-Haemophilus influenzae type b | DTwP-HepB-Hib-IPV | Sanofi Healthcare India Private Limited | Shan6 | Liquid: ready to use | Vial | 5 | 30 | thiomersal | Intramuscular | 2-8°C | Current | 11 | 28 | 3.04 | 20.76 | 0 | 0 | 0 |  | NA |  | 3 |  | 0 |  |  |  |  | COVID-C
346 | Ebola Zaire (rVSV∆G-ZEBOV-GP, live attenuated) | Ebola-Vax (rVSV∆G-ZEBOV-GP, live attenuated) | Merck Vaccines | ERVEBO | Liquid: ready to use | Vial | 1 | 36 | none | Intramuscular | -70°C | Current | none | NA | 16.42 | 249.0146 | 0 | 0 | 0 | NA | NA |  | 1 | 63 | 63 |  |  |  |  | VaccineGeneric
| Ebola vaccine (MVA-BN-Filo [recombinant]) | Ebola-Vax (MVA-BN-Filo [recombinant]) | Janssen Vaccines, Branch of Cilag GmbH International | Mvabea | Liquid: ready to use | Vial | 1 | 48 | none | Intramuscular | -70°C | Current | none | NA | 24.51 | 25.49 | 0 | 0 | 0 | NA | NA |  | 2 | #N/A | #N/A
| Ebola vaccine (Ad26.ZEBOV-GP [recombinant]) | Ebola-Vax (Ad26.ZEBOV-GP [recombinant]) | Janssen Vaccines, Branch of Cilag GmbH International | Zabdeno | Liquid: ready to use | Vial | 1 | 48 | none | Intramuscular | -70°C | Current | none | NA | 24.51 | 25.49 | 0 | 0 | 0 | NA | NA |  | 2 | #N/A | #N/A
208 | Influenza, pandemic H1N1 | H1N1 | Green Cross Corporation | Green Flu-S | Liquid: ready to use | Vial | 1 | 12 | none | Intramuscular | 2-8°C | Current | none | NA | 34.37 | 290.1768 | 0 | 0 | 0 |  | NA |  | 1 | #N/A | #N/A
209 | Influenza, pandemic H1N1 | H1N1 | MedImmune | Influenza A (H1N1) 2009 monovalent vaccine | Liquid: ready to use | Sprayer | 1 | 4.2 | none | Intranasal | 2-8°C | Current | none | NA | 65.28 | 86.9637 | 0 | 0 | 0 |  | NA |  | 1 | #N/A | #N/A
214 | Influenza, pandemic H1N1 | H1N1 | Sanofi Pasteur-USA | Influenza A (H1N1) 2009 monovalent vaccine | Liquid: ready to use | Vial | 1 | 12 | none | Intramuscular | 2-8°C | Current | none | NA | 18.36 | 22.3886 | 0 | 0 | 0 |  | NA |  | 1 | #N/A | #N/A
257 | Influenza, pandemic H1N1 | H1N1 | Serum Institute of India Pvt. Ltd. | NASOVAC Influenza Vaccine, Live Attenuated (Human) Freeze-Dried | Lyophilised active component to be reconstituted with excipient diluent before use | Vial + Ampoule | 1 | 0 | none | Intranasal | 2-8°C | Current | 2 | NA | 17.575 | 98.4 | No | 16.7437 | 18.671 |  | 2-8°C |  | 1 | 44 | 44
258 | Influenza, pandemic H1N1 | H1N1 | Serum Institute of India Pvt. Ltd. | NASOVAC Influenza Vaccine, Live Attenuated (Human) Freeze-Dried | Lyophilised active component to be reconstituted with excipient diluent before use | Vial + Ampoule | 5 | 0 | none | Intranasal | 2-8°C | Current | 2 | 0 | 3.515 | 19.68 | No | 3.515 | 4.784 |  | 2-8°C |  | 1 | 44 | 8.8
205 | Influenza, pandemic H1N1 | H1N1 | Seqirus Limited | Panvax | Liquid: ready to use | Vial | 10 | 12 | thiomersal | Intramuscular or deep subcutaneous | 2-8°C | Current | none | 28 | 3.08 | 3.9995 | 0 | 0 | 0 |  | NA |  | 1 | 44 | 4.4
211 | Influenza, pandemic H1N1 | H1N1 | Seqirus Vaccines Limited | Focetria | Liquid: ready to use | Vial | 10 | 12 | thiomersal | Intramuscular | 2-8°C | Current | none | 0 | 2.36 | 2.964 | 0 | 0 | 0 |  | NA |  | 1 | 44 | 4.4
212 | Influenza, pandemic H1N1 | H1N1 | Seqirus Vaccines Limited | Fluvirin-H1N1 | Liquid: ready to use | Vial | 10 | 6 | thiomersal | Intramuscular | 2-8°C | Current | none | 0 | 53.3 | 5.9889 | 0 | 0 | 0 |  | NA |  | 1 | 44 | 4.4
213 | Influenza, pandemic H1N1 | H1N1 | Sanofi Pasteur SA | Panenza | Liquid: ready to use | Vial | 10 | 12 | thiomersal | Intramuscular | 2-8°C | Current | none | 0 | 2.31 | 3.0578 | 0 | 0 | 0 |  | NA |  | 1 | #N/A | #N/A
215 | Influenza, pandemic H1N1 | H1N1 | Sanofi Pasteur-USA | Influenza A (H1N1) 2009 monovalent vaccine | Liquid: ready to use | Vial | 10 | 12 | thiomersal | Intramuscular | 2-8°C | Current | none | 0 | 6 | 8.619 | 0 | 0 | 0 |  | NA |  | 1 | #N/A | #N/A
210 | Influenza, pandemic H1N1 | H1N1 | Seqirus GmbH | Celtura | Liquid: ready to use | Vial | 17 | 6 | thiomersal | Intramuscular | 2-8°C | Current | none | 28 | 1.34 | 9.1912 | 0 | 0 | 0 |  | NA |  | 1 | #N/A | #N/A
264 | Hepatitis A (inactivated) | HepA | GlaxoSmithKline Biologicals SA | Havrix 1440 Adult | Liquid: ready to use | Vial | 1 | 36 | none | Intramuscular | 2-8°C | Current | 30 | NA | 11.4996 | 15.2292 | 0 | 0 | 0 |  | NA |  | 1 | 0.38 | 0.38
265 | Hepatitis A (inactivated) | HepA | GlaxoSmithKline Biologicals SA | Havrix 720 Junior | Liquid: ready to use | Vial | 1 | 36 | none | Intramuscular | 2-8°C | Current | 30 | NA | 11.4996 | 15.2292 | 0 | 0 | 0 |  | NA |  | 1 | 0.38 | 0.38
9 | Hepatitis B | HepB | PT Bio Farma (Persero) | Hepatitis B Vaccine Recombinant | Liquid: ready to use | Uniject | 1 | 24 | thiomersal | Intramuscular | 2-8°C | Current | 30 | NA | 12 | 12 | 0 | 0 | 0 |  | NA |  | 3 | 0.38 | 0.38
23 | Hepatitis B | HepB | Centro de Ingenieria Genetica y Biotecnologia | Heberbiovac HB | Liquid: ready to use | Vial | 1 | 48 | thiomersal | Intramuscular | 2-8°C | Current | 30 | NA | 2.76 | 2.76 | 0 | 0 | 0 |  | NA |  | 3 | 0.38 | 0.38
38 | Hepatitis B | HepB | GlaxoSmithKline Biologicals SA | Engerix | Liquid: ready to use | Vial | 1 | 24 | none | Intramuscular | 2-8°C | Current | none | NA | 0 | 0 | 0 | 0 | 0 |  | NA |  | 3 | 0.38 | 0.38
68 | Hepatitis B | HepB | LG Chem Ltd | Euvax B | Liquid: ready to use | Vial | 1 | 36 | thiomersal | Intramuscular | 2-8°C | Current | 30 | NA | 14.53 | 68.5165 | 0 | 0 | 0 |  | NA |  | 3 | 0.38 | 0.38
131 | Hepatitis B | HepB | Serum Institute of India Pvt. Ltd. | Hepatitis B Vaccine (rDNA) (Adult) | Liquid: ready to use | Ampoule or Vial | 1 | 36 | thiomersal | Intramuscular | 2-8°C | Current | 30 | NA | 14.1 | 65.6 | 0 | 0 | 0 |  | NA |  | 3 | 0.38 | 0.38
133 | Hepatitis B | HepB | Serum Institute of India Pvt. Ltd. | Hepatitis B Vaccine (rDNA) (Paedriatic) | Liquid: ready to use | Ampoule or Vial | 1 | 36 | thiomersal | Intramuscular | 2-8°C | Current | 30 | NA | 14.1 | 65.6 | 0 | 0 | 0 |  | NA |  | 3 | 0.638 | 0.638
153 | Hepatitis B | HepB | Shantha Biotechnics Private Limited (A Sanofi Company) | Shanvac-B | Liquid: ready to use | Vial | 1 | 36 | thiomersal | Intramuscular | 2-8°C | Current | 30 | NA | 16.8 | 68.219 | 0 | 0 | 0 |  | NA |  | 3 | 0.638 | 0.638
69 | Hepatitis B | HepB | LG Chem Ltd | Euvax B | Liquid: ready to use | Vial | 2 | 36 | thiomersal | Intramuscular | 2-8°C | Current | 30 | 28 | 7.2 | 7.2 | 0 | 0 | 0 |  | NA |  | 3 | 2.244 | 1.122
154 | Hepatitis B | HepB | Shantha Biotechnics Private Limited (A Sanofi Company) | Shanvac-B | Liquid: ready to use | Vial | 2 | 36 | thiomersal | Intramuscular | 2-8°C | Current | 30 | 28 | 8.05 | 34.1095 | 0 | 0 | 0 |  | NA |  | 3 | 2.244 | 1.122
70 | Hepatitis B | HepB | LG Chem Ltd | Euvax B | Liquid: ready to use | Vial | 6 | 36 | thiomersal | Intramuscular | 2-8°C | Current | 30 | 28 | 4.66 | 4.66 | 0 | 0 | 0 |  | NA |  | 3 | 1.665 | 0.2775
155 | Hepatitis B | HepB | Shantha Biotechnics Private Limited (A Sanofi Company) | Shanvac-B | Liquid: ready to use | Vial | 6 | 36 | thiomersal | Intramuscular | 2-8°C | Current | 30 | 28 | 3.73 | 18.2695 | 0 | 0 | 0 |  | NA |  | 3 | 1.665 | 0.2775
5 | Hepatitis B | HepB | Janssen Vaccines Corp. | Hepavax-Gene | Liquid: ready to use | Vial | 10 | 36 | thiomersal | Intramuscular | 2-8°C | Current: No Routine Production | 30 | 28 | 3.7 | 12.8893 | 0 | 0 | 0 |  | NA |  | 3 | 1.665 | 0.1665
24 | Hepatitis B | HepB | Centro de Ingenieria Genetica y Biotecnologia | Heberbiovac HB | Liquid: ready to use | Vial | 10 | 48 | thiomersal | Intramuscular | 2-8°C | Current | 30 | 28 | 2.76 | 2.76 | 0 | 0 | 0 |  | NA |  | 3 | 1.665 | 0.1665
39 | Hepatitis B | HepB | GlaxoSmithKline Biologicals SA | Engerix | Liquid: ready to use | Vial | 10 | 24 | thiomersal | Intramuscular | 2-8°C | Current | none | 0 | 0 | 0 | 0 | 0 | 0 |  | NA |  | 3 | 1.665 | 0.1665
71 | Hepatitis B | HepB | LG Chem Ltd | Euvax B | Liquid: ready to use | Vial | 10 | 36 | thiomersal | Intramuscular | 2-8°C | Current | 30 | 28 | 4.88 | 12.5613 | 0 | 0 | 0 | Yes | NA | Yes | 3 | 1.665 | 0.1665
130 | Hepatitis B | HepB | Serum Institute of India Pvt. Ltd. | Hepatitis B Vaccine (rDNA) (Adult) | Liquid: ready to use | Vial | 10 | 36 | thiomersal | Intramuscular | 2-8°C | Current | 30 | 28 | 2.122 | 9.84 | 0 | 0 | 0 |  | NA |  | 3 | 1.665 | 0.1665
132 | Hepatitis B | HepB | Serum Institute of India Pvt. Ltd. | Hepatitis B Vaccine (rDNA) (Paediatric) | Liquid: ready to use | Vial | 10 | 36 | thiomersal | Intramuscular | 2-8°C | Current | 30 | 28 | 2.109 | 9.84 | 0 | 0 | 0 | Yes | NA | No | 3 | 0 | 0
156 | Hepatitis B | HepB | Shantha Biotechnics Private Limited (A Sanofi Company) | Shanvac-B | Liquid: ready to use | Vial | 10 | 36 | thiomersal | Intramuscular | 2-8°C | Current | 30 | 28 | 4.36 | 14.9229 | 0 | 0 | 0 |  | NA |  | 3 | 0 | 0
40 | Hepatitis B | HepB | GlaxoSmithKline Biologicals SA | Engerix | Liquid: ready to use | Vial | 20 | 24 | thiomersal | Intramuscular | 2-8°C | Current | none | 28 | 0 | 0 | 0 | 0 | 0 |  | NA |  | 3 | 3.636 | 0.1818
157 | Hepatitis B | HepB | Shantha Biotechnics Private Limited (A Sanofi Company) | Shanvac-B | Liquid: ready to use | Vial | 20 | 36 | thiomersal | Intramuscular | 2-8°C | Current | 30 | 28 | 2.57 | 9.9486 | 0 | 0 | 0 |  | NA |  | 3 | 3.636 | 0.1818
34 | Haemophilus influenzae type b | Hib_liq | Novartis Vaccines and Diagnostics S.r.l. | Vaxem HIB | Liquid: ready to use | Vial | 1 | 36 | none | Intramuscular | 2-8°C | Current | 30 | NA | 13.3875 | 13.4 | 0 | 0 | 0 |  | NA |  | 3 | 3.636 | 3.636
72 | Haemophilus influenzae type b | Hib_liq | Merck Vaccines | Pedvax HIB | Liquid: ready to use | Vial | 1 | 36 | none | Intramuscular | 2-8°C | Current | none | NA | 0 | 0 | 0 | 0 | 0 |  | NA |  | 3 | 3.434 | 3.434
197 | Haemophilus influenzae type b | Hib_liq | Centro de Ingenieria Genetica y Biotecnologia | Quimi-Hib | Liquid: ready to use | Vial | 1 | 36 | thiomersal | Intramuscular | 2-8°C | Current | 14 | NA | 12.4 | 122.4 | 0 | 0 | 0 |  | NA |  | 3 | 3.434 | 3.434
109 | Haemophilus influenzae type b | Hib_lyo | Sanofi Pasteur SA | Act-HIB | Lyophilised active component to be reconstituted with excipient diluent before use | Vial | 1 | 36 | none | Intramuscular or Subcutaneous | 2-8°C | Current | none | NA | 12.66 | 12.66 | 0 | 0 | 0 |  | NA |  | 3 | 30.3 | 30.3
185 | Haemophilus influenzae type b | Hib_lyo | Serum Institute of India Pvt. Ltd. | Hemophilus influenzae type b Conjugated Vaccine | Lyophilised active component to be reconstituted with excipient diluent before use | Vial | 1 | 36 | none | Intramuscular | 2-8°C | Current | 30 | NA | 21.09 | 98.4 | No | 12.528 | 98.4 |  | 2-8°C |  | 3 | 4.5 | 4.5
110 | Haemophilus influenzae type b | Hib_lyo | Sanofi Pasteur SA | Act-HIB | Lyophilised active component to be reconstituted with excipient diluent before use | Two vial set (active + excipient) | 10 | 36 | none | Intramuscular or deep subcutaneous | 2-8°C | Current: No Routine Production | none | 0 | 0 | 0 | 0 | 0 | 0 |  | NA |  | 3 | 4.5 | 0.45
178 | HPV | HPV | Merck Vaccines | Gardasil | Liquid: ready to use | Vial | 1 | 36 | none | Intramuscular | 2-8°C | Current | 30 | NA | 15 | 21.1605 | 0 | 0 | 0 | Yes | NA | Yes | 2 | 4.5 | 4.5
179 | HPV | HPV | GlaxoSmithKline Biologicals SA | Cervarix | Liquid: ready to use | Vial | 1 | 48 | none | Intramuscular | 2-8°C | Current | 30 | NA | 9.681 | 15.2292 | 0 | 0 | 0 | Yes | NA |  | 2 | 6 | 6
180 | HPV | HPV | GlaxoSmithKline Biologicals SA | Cervarix | Liquid: ready to use | Vial | 2 | 48 | none | Intramuscular | 2-8°C | Current | 30 | 0 | 4.841 | 7.6146 | 0 | 0 | 0 | Yes | NA |  | 2 | 10.36 | 5.18
201 | Influenza, seasonal | Influenza | Sanofi Pasteur-USA | Fluzone | Liquid: ready to use | Vial | 1 | 18 | none | Intramuscular | 2-8°C | Current | none | NA | 18.36 | 22.3886 | 0 | 0 | 0 |  | NA |  | 2 | #N/A | #N/A
233 | Influenza, seasonal | Influenza | Green Cross Corporation | GC FLU inj | Liquid: ready to use | Vial | 1 | 12 | none | Intramuscular | 2-8°C | Current | 7 | NA | 13.93 | 290.1768 | 0 | 0 | 0 |  | NA |  | 1 | #N/A | #N/A
284 | Influenza, seasonal | Influenza | Serum Institute of India Pvt. Ltd. | Nasovac-S Influenza Vaccine, Live, Attenuated (Human) | Lyophilised active component to be reconstituted with excipient diluent before use | Vial + Ampoule | 1 | 0 | none | Intranasal | 2-8°C | Current | 2 | NA | 17.575 | 98.4 | No | 0 | 0 |  | NA |  | 1 | #N/A | #N/A
292 | Influenza, seasonal | Influenza | Hualan Biological Bacterin Co., Ltd | Influenza Vaccine (Split virion, inactivated) | Liquid: ready to use | Vial | 1 | 12 | none | Intramuscular | 2-8°C | Current | 7 | NA | 0 | 40.0446 | 0 | 0 | 0 |  | NA |  | 1 | #N/A | #N/A
192 | Influenza, seasonal | Influenza | GlaxoSmithKline Biologicals SA | FluLaval | Liquid: ready to use | Vial | 10 | 12 | thiomersal | Intramuscular | 2-8°C | Current | 7 | 28 | 7.32 | 7.32 | 0 | 0 | 0 |  | NA |  | 1 | #N/A | #N/A
199 | Influenza, seasonal | Influenza | Seqirus Vaccines Limited | Fluvirin | Liquid: ready to use | Vial | 10 | 12 | thiomersal | Intramuscular | 2-8°C | Current | none | 28 | 53.3 | 5.9889 | 0 | 0 | 0 |  | NA |  | 1 | #N/A | #N/A
202 | Influenza, seasonal | Influenza | Sanofi Pasteur-USA | Fluzone | Liquid: ready to use | Vial | 10 | 18 | thiomersal | Intramuscular | 2-8°C | Current | none | 28 | 5.8 | 8.619 | 0 | 0 | 0 |  | NA |  | 1 | #N/A | #N/A
238 | Influenza, seasonal | Influenza | Sanofi Pasteur SA | Vaxigrip | Liquid: ready to use | Vial | 10 | 12 | thiomersal | Intramuscular or Subcutaneous | 2-8°C | Current | 7 | 28 | 2.4 | 2.8475 | 0 | 0 | 0 |  | NA |  | 1 | #N/A | #N/A
256 | Influenza, seasonal | Influenza | Green Cross Corporation | GC FLU Multi inj. | Liquid: ready to use | Vial | 10 | 12 | thiomersal | Intramuscular | 2-8°C | Current | 7 | 28 | 3.76 | 19.3451 | 0 | 0 | 0 |  | NA |  | 1 | #N/A | #N/A
316 | Influenza, seasonal | Influenza | Seqirus Vaccines Limited | AGRIFLU | Liquid: ready to use | Vial | 10 | 12 | thiomersal | Intramuscular | 2-8°C | Current | 2 | 28 | 52.92 | 5.843 | 0 | 0 | 0 |  | NA |  | 1 | #N/A | #N/A
295 | Influenza, seasonal Quadrivalent | Influenza (Quadrivalent) | Sanofi Pasteur-USA | Fluzone Quadrivalent | Liquid: ready to use | Vial | 1 | 18 | none | Intramuscular | 2-8°C | Current | 2 | NA | 18.4 | 19.4616 | 0 | 0 | 0 |  | NA |  | 1 | #N/A | #N/A
307 | Influenza, seasonal Quadrivalent | Influenza (Quadrivalent) | Green Cross Corporation | GCFLU Quadrivalent inj. | Liquid: ready to use | Vial | 1 | 12 | none | Intramuscular | 2-8°C | Current | 7 | NA | 13.9 | 76.7794 | 0 | 0 | 0 |  | NA |  | 1 | #N/A | #N/A
296 | Influenza, seasonal Quadrivalent | Influenza (Quadrivalent) | Sanofi Pasteur-USA | Fluzone Quadrivalent | Liquid: ready to use | Vial | 10 | 18 | thiomersal | Intramuscular | 2-8°C | Current | 2 | 28 | 5.4 | 7.2201 | 0 | 0 | 0 |  | NA |  | 1 | 2.8 | 0.28
331 | Influenza, seasonal Quadrivalent | Influenza (Quadrivalent) | Green Cross Corporation | GCFLU Quadrivalent Multi inj. | Liquid: ready to use | Vial | 10 | 12 | thiomersal | Intramuscular | 2-8°C | Current | 7 | 0 | 3.76 | 76.7794 | 0 | 0 | 0 |  | NA |  | 1 | 2.8 | 0.28
219 | Polio Vaccine - Inactivated (IPV) | IPV | GlaxoSmithKline Biologicals SA | Poliorix | Liquid: ready to use | Vial | 1 | 36 | 2-phenoxyethanol | Intramuscular | 2-8°C | Current | 14 | NA | 9.681 | 15.4158 | 0 | 0 | 0 |  | NA |  | 3 | 2.8 | 2.8
230 | Polio Vaccine - Inactivated (IPV) | IPV | Bilthoven Biologicals | Poliomyelitis vaccine | Liquid: ready to use | Vial | 1 | 36 | 2-phenoxyethanol | Intramuscular or Subcutaneous | 2-8°C | Current | 7 | NA | 15.7 | 130.5589 | 0 | 0 | 0 | No | NA | No | 3 | 2.8 | 2.8
231 | Polio Vaccine - Inactivated (IPV) | IPV | AJ Vaccines A/S | IPV Vaccine SSI | Liquid: ready to use | Vial | 1 | 36 | none | Intramuscular or Subcutaneous | 2-8°C | Current | 7 | NA | 12.94 | 101.4 | 0 | 0 | 0 |  | NA |  | 3 | 2.8 | 2.8
325 | Polio Vaccine - Inactivated (IPV) | IPV | Serum Institute of India Pvt. Ltd. | Poliomyelitis Vaccine (Inactivated) | Liquid: ready to use | Vial | 1 | 36 | 2-phenoxyethanol | Intramuscular or Subcutaneous | 2-8°C | Current | 7 | NA | 17.575 | 86.4 | 0 | 0 | 0 |  | NA |  | 3 | 2.8 | 2.8
363 | Polio Vaccine - Inactivated (IPV) | IPV | LG Chem Ltd | Eupolio Inj. | Liquid: ready to use | Vial | 1 | 36 | none | Intramuscular | 2-8°C | Current | 7 | NA | 13.57 | 78.88 | 0 | 0 | 0 |  | NA |  | 3 | 2.8 | 2.8
220 | Polio Vaccine - Inactivated (IPV) | IPV | GlaxoSmithKline Biologicals SA | Poliorix | Liquid: ready to use | Vial | 2 | 36 | 2-phenoxyethanol | Intramuscular | 2-8°C | Current | 14 | 0 | 4.841 | 7.7079 | 0 | 0 | 0 |  | NA |  | 3 | 9.5 | 4.75
324 | Polio Vaccine - Inactivated (IPV) | IPV | Serum Institute of India Pvt. Ltd. | Poliomyelitis Vaccine (Inactivated) | Liquid: ready to use | Vial | 2 | 36 | 2-phenoxyethanol | Intramuscular or Subcutaneous | 2-8°C | Current | 7 | 28 | 8.787 | 43.2 | 0 | 0 | 0 |  | NA |  | 3 | 9.5 | 4.75
283 | Polio Vaccine - Inactivated (IPV) | IPV | Bilthoven Biologicals | Poliomyelitis vaccine multidose, suspension for injection 2.5 mL | Liquid: ready to use | Vial | 5 | 36 | 2-phenoxyethanol | Intramuscular or Subcutaneous | 2-8°C | Current | 7 | 28 | 4 | 8.9714 | 0 | 0 | 0 |  | NA |  | 3 | 9.75 | 1.95
289 | Polio Vaccine - Inactivated (IPV) | IPV | Serum Institute of India Pvt. Ltd. | Poliomyelitis Vaccine (Inactivated) | Liquid: ready to use | Vial | 5 | 36 | 2-phenoxyethanol | Intramuscular or Subcutaneous | 2-8°C | Current | 7 | 28 | 3.515 | 17.28 | 0 | 0 | 0 |  | NA |  | 3 | 9.75 | 1.95
232 | Polio Vaccine - Inactivated (IPV) | IPV | AJ Vaccines A/S | Picovax | Liquid: ready to use | Vial | 5 | 24 | 2-phenoxyethanol | Intramuscular | 2-8°C | Current | 7 | 28 | 6.82 | 26.956 | 0 | 0 | 0 |  | NA |  | 3 | 9.75 | 1.95
369 | Polio Vaccine - Inactivated (IPV) | IPV | LG Chem Ltd | Eupolio Inj. | Liquid: ready to use | Vial | 5 | 36 | 2-phenoxyethanol | Intramuscular | 2-8°C | Current | 7 | 28 | 2.97 | 16.78 | 0 | 0 | 0 |  | NA |  | 3 | 9.75 | 1.95
| Polio Vaccine - Inactivated (IPV) | IPV | Sanofi Healthcare India Private Limited | ShanIPV™ | Liquid: ready to use | Vial | 5 | 36 | 2-phenoxyethanol | Intramuscular or Subcutaneous | 2-8°C | Current | 11 | 28 | 6.08 | 41.78 | 0 | 0 | 0 |  | NA |  | 3 | 9.75 | 1.95
98 | Polio Vaccine - Inactivated (IPV) | IPV | Sanofi Pasteur SA | IMOVAX POLIO | Liquid: ready to use | Vial | 10 | 36 | 2-phenoxyethanol | Intramuscular or Subcutaneous | 2-8°C | Current | 7 | 28 | 2.46 | 2.46 | 0 | 0 | 0 |  | NA |  | 3 | 22.4 | 2.24
| Polio Vaccine - Inactivated (IPV) | IPV | Sanofi Healthcare India Private Limited | ShanIPV™ | Liquid: ready to use | Vial | 10 | 36 | 2-phenoxyethanol | Intramuscular or Subcutaneous | 2-8°C | Current | 11 | 28 | 3.04 | 20.89 | 0 | 0 | 0 |  | NA |  | 3 |  | 0
| Polio Vaccine - Inactivated Sabin (sIPV) | sIPV | Beijing Institute of Biological Products Co., Ltd. | Poliomyelitis Vaccine (Vero Cell), Inactivated, Sabin Strains | Liquid: ready to use | Vial | 1 | 24 | none | Intramuscular | 2-8°C | Current | 7 | NA | 21.18 | 28.9 | 0 | 0 | 0 |  | NA |  | 3 |  | 0
| Polio Vaccine - Inactivated Sabin (sIPV) | sIPV | Sinovac Biotech Co. Ltd | Poliomyelitis Vaccine (Vero Cell), Inactivated, Sabin Strains | Liquid: ready to use | Vial | 1 | 24 | none | Intramuscular | 2-8°C | Current | 7 | NA | 12.2 | 90 | 0 | 0 | 0 |  | NA |  | 3 |  | 0
263 | Japanese Encephalitis Vaccine (Inactivated) | JE_liq | Biological E. Limited | JEEV Pediatric | Liquid: ready to use | Vial | 1 | 36 | none | Intramuscular | 2-8°C | Current | 14 | NA | 14.7 | 93.082 | 0 | 0 | 0 | Yes | NA |  | 3 | 1.8 | 1.8
321 | Japanese Encephalitis Vaccine (Inactivated) | JE_liq | Biological E. Limited | JEEV Pediatric | Liquid: ready to use | Vial | 5 | 24 | none | Intramuscular | 2-8°C | Current | 14 | 28 | 2.9 | 19.58 | 0 | 0 | 0 | Yes | NA |  | 3 | 6.5 | 1.3
271 | Japanese Encephalitis Vaccine (live, attenuated) | JE_lyo | Chengdu Institute of Biological Products Co.,Ltd | Japanese Encephalitis Vaccine Live (SA14-14-2) | Lyophilised active component to be reconstituted with excipient diluent before use | Two vial set (active + excipient) | 1 | 24 | none | Subcutaneous | 2-8°C | Current | 14 | NA | 21.2 | 197.1 | No | 0 | 0 |  | NA |  | 3 | 1.34 | 1.34
276 | Japanese Encephalitis Vaccine (live, attenuated) | JE_lyo | GPO-MBP Co., Ltd. | IMOJEV MD | Lyophilised active component to be reconstituted with excipient diluent before use | Two vial set (active + excipient) | 4 | 36 | none | Subcutaneous | 2-8°C | Current | 14 | 0 | 2.5 | 12.5733 | No | 0 | 0 |  | 2-8°C |  | 3 | 4.3 | 1.075
272 | Japanese Encephalitis Vaccine (live, attenuated) | JE_lyo | Chengdu Institute of Biological Products Co.,Ltd | Japanese Encephalitis Vaccine Live (SA14-14-2) | Lyophilised active component to be reconstituted with excipient diluent before use | Two vial set (active + excipient) | 5 | 24 | none | Subcutaneous | 2-8°C | Current | 14 | 0 | 4.2 | 39.42 | No | 0 | 0 |  | NA |  | 3 | 2.2 | 0.44
145 | Measles | Measles | Serum Institute of India Pvt. Ltd. | Measles Vaccine, Live, Attenuated | Lyophilised active component to be reconstituted with excipient diluent before use | Vial | 1 | 24 | none | Subcutaneous | 2-8°C | Current | 14 | NA | 21.09 | 98.4 | No | 12.528 | 0 |  | 2-8°C |  | 2 | 3.243 | 3.243
146 | Measles | Measles | Serum Institute of India Pvt. Ltd. | Measles Vaccine, Live, Attenuated | Lyophilised active component to be reconstituted with excipient diluent before use | Vial | 2 | 24 | none | Subcutaneous | 2-8°C | Current | 14 | 0 | 10.545 | 49.2 | No | 6.264 | 0 |  | 2-8°C |  | 2 | 2.65 | 1.325
147 | Measles | Measles | Serum Institute of India Pvt. Ltd. | Measles Vaccine, Live, Attenuated | Lyophilised active component to be reconstituted with excipient diluent before use | Vial | 5 | 24 | none | Subcutaneous | 2-8°C | Current | 14 | 0 | 4.218 | 19.68 | No | 5.481 | 0 |  | 2-8°C |  | 2 | 2.4 | 0.48
17 | Measles | Measles | PT Bio Farma (Persero) | Measles vaccine | Lyophilised active component to be reconstituted with excipient diluent before use | Vial | 10 | 36 | none | Subcutaneous | 2-8°C | Current | 14 | 0 | 1.3 | 1.3 | No | 0 | 0 |  | NA |  | 2 | 3.6 | 0.36
106 | Measles | Measles | Sanofi Pasteur SA | ROUVAX | Lyophilised active component to be reconstituted with excipient diluent before use | Vial | 10 | 36 | none | Intramuscular or Subcutaneous | 2-8°C | Current | 14 | 0 | 2.31 | 2.31 | No | 0 | 0 |  | NA |  | 2 | 3.6 | 0.36
148 | Measles | Measles | Serum Institute of India Pvt. Ltd. | Measles Vaccine, Live, Attenuated | Lyophilised active component to be reconstituted with excipient diluent before use | Vial | 10 | 24 | none | Subcutaneous | 2-8°C | Current | 14 | 0 | 2.109 | 9.84 | No | 3.1424 | 0 |  | 2-8°C |  | 2 | 3.6 | 0.36
252 | Measles | Measles | PT Bio Farma (Persero) | Measles vaccine | Lyophilised active component to be reconstituted with excipient diluent before use | Vial | 20 | 36 | none | Subcutaneous | 2-8°C | Current | 14 | 0 | 1.65 | 1.65 | No | 0 | 0 |  | NA |  | 2 | #N/A | #N/A
196 | Meningococcal A Conjugate | Men-A | Serum Institute of India Pvt. Ltd. | MenAfriVac A Conjugate Vaccine | Lyophilised active component to be reconstituted with excipient diluent before use | Vial + Ampoule | 10 | 36 | thiomersal | Intramuscular | 2-8°C | Current | 30 | 0 | 2.109 | 9.84 | No | 3.1059 | 0 |  | 2-8°C |  | 1 | 8.5 | 0.85
286 | Meningococcal A Conjugate (paediatric) | Men-A (paediatric) | Serum Institute of India Pvt. Ltd. | MenAfriVac 5 micrograms | Lyophilised active component to be reconstituted with excipient diluent before use | Vial + Ampoule | 10 | 36 | thiomersal | Intramuscular | 2-8°C | Current | 30 | 0 | 2.109 | 9.84 | No | 3.1059 | 14.5485 |  | 2-8°C |  | 2 | 6.5 | 0.65
113 | Meningococcal A+C | Men-A+C | Sanofi Pasteur SA | POLYSACCHARIDE MENINGOCOCCAL A+C VACCINE | Lyophilised active component to be reconstituted with excipient diluent before use | Two vial set (active + excipient) | 10 | 36 | none | Intramuscular | 2-8°C | Current | 30 | 0 | 2.31 | 2.31 | No | 2.3184 | 0 |  | 2-8°C |  | #N/A | #N/A | #N/A
267 | Meningococcal ACYW-135 (conjugate vaccine) | Men-ACYW-135 | Novartis Vaccines and Diagnostics S.r.l. | Menveo | Lyophilised active component to be reconstituted with liquid active component before use | Two vial set (active + active) | 1 | 36 | none | Intramuscular | 2-8°C | Current | 14 | NA | 32.6 | 32.0625 | 0 | 0 | 0 |  | NA |  | #N/A | #N/A | #N/A
269 | Meningococcal ACYW-135 (conjugate vaccine) | Men-ACYW-135 | Sanofi Pasteur-USA | Menactra | Liquid: ready to use | Vial | 1 | 24 | none | Intramuscular | 2-8°C | Current | 7 | NA | 20.48 | 128.0154 | 0 | 0 | 0 |  | NA |  | #N/A | #N/A | #N/A
301 | Meningococcal ACYW-135 (conjugate vaccine) | Men-ACYW-135 | Pfizer | Nimenrix | Lyophilised active component to be reconstituted with excipient diluent before use | Vial + Ampoule | 1 | 36 | none | Intramuscular | 2-8°C | Current | 30 | NA | 9.68 | 15.4158 | No | 10.2959 | 11.6773 |  | 2-8°C |  | #N/A | 2.37 | 2.37
| Meningococcal ACYW-135 Tetanus Toxoid (conjugate vaccine) | Men-ACYW-135 | Sanofi Pasteur Inc. | MenQuadfi | Liquid: ready to use | Vial | 1 | 48 | none | Intramuscular | 2-8°C | Current | 14 | NA | 14.38 | 20.51 | 0 | 0 | 0 |  | NA |  | #N/A | #N/A | #N/A
262 | Meningococcal ACYW-135 (polysaccharide) | Men-ACYW-135 (polysaccharide) | Sanofi Pasteur-USA | Menomune | Lyophilised active component to be reconstituted with excipient diluent before use | Two vial set (active + excipient) | 10 | 24 | thiomersal | Subcutaneous | 2-8°C | Current | 30 | 28 | 11.13 | 12.2556 | Yes | 0 | 0 |  | 2-8°C |  | #N/A | 2.37 | 0.237
61 | Measles, Mumps and Rubella | MMR | GlaxoSmithKline Biologicals SA | Priorix | Lyophilised active component to be reconstituted with excipient diluent before use | Vial | 1 | 24 | none | Intramuscular or Subcutaneous | 2-8°C | Current | 7 | NA | 9.6 | 15.2292 | No | 25.65 | 31.2 |  | 2-8°C |  | 2 | 2.37 | 2.37
107 | Measles, Mumps and Rubella | MMR | Sanofi Pasteur SA | TRIMOVAX MÉRIEUX | Lyophilised active component to be reconstituted with excipient diluent before use | Vial | 1 | 24 | none | Intramuscular or Subcutaneous | 2-8°C | Current | none | NA | 11.72 | 11.72 | No | 0 | 0 |  | NA |  | 2 | 2.37 | 2.37
141 | Measles, Mumps and Rubella | MMR | Serum Institute of India Pvt. Ltd. | Measles, Mumps and Rubella Vaccine, Live, Attenuated | Lyophilised active component to be reconstituted with excipient diluent before use | Vial | 1 | 24 | none | Subcutaneous | 2-8°C | Current | 14 | NA | 21.09 | 98.4 | No | 12.528 | 0 |  | 2-8°C |  | 2 | 4 | 4
167 | Measles, Mumps and Rubella | MMR | Merck Vaccines | rHA M-M-R II | Lyophilised active component to be reconstituted with excipient diluent before use | Vial | 1 | 24 | none | Intramuscular | 2-8°C | Current | 7 | NA | 15 | 19.9219 | No | 0 | 0 |  | NA |  | 2 | 4 | 4
142 | Measles, Mumps and Rubella | MMR | Serum Institute of India Pvt. Ltd. | Measles, Mumps and Rubella Vaccine, Live, Attenuated | Lyophilised active component to be reconstituted with excipient diluent before use | Vial | 2 | 24 | none | Subcutaneous | 2-8°C | Current | 14 | 0 | 10.545 | 49.2 | No | 6.264 | 0 |  | 2-8°C |  | 2 | 5.73 | 2.865
251 | Measles, Mumps and Rubella | MMR | GlaxoSmithKline Biologicals SA | Priorix | Lyophilised active component to be reconstituted with excipient diluent before use | Vial | 2 | 24 | none | Intramuscular or Subcutaneous | 2-8°C | Current | 7 | 0 | 4.8 | 7.6146 | No | 12.825 | 15.6 |  | 2-8°C |  | 2 | 11.3 | 5.65
143 | Measles, Mumps and Rubella | MMR | Serum Institute of India Pvt. Ltd. | Measles, Mumps and Rubella Vaccine, Live, Attenuated | Lyophilised active component to be reconstituted with excipient diluent before use | Vial | 5 | 24 | none | Subcutaneous | 2-8°C | Current | 14 | 0 | 4.218 | 19.68 | No | 5.481 | 0 | No | 2-8°C | No | 2 | 11.3 | 2.26
108 | Measles, Mumps and Rubella | MMR | Sanofi Pasteur SA | TRIMOVAX MÉRIEUX | Lyophilised active component to be reconstituted with excipient diluent before use | Vial | 10 | 24 | none | Intramuscular or Subcutaneous | 2-8°C | Current | 14 | 0 | 2.31 | 2.31 | No | 0 | 0 |  | NA |  | 2 | 1.08 | 0.108
144 | Measles, Mumps and Rubella | MMR | Serum Institute of India Pvt. Ltd. | Measles, Mumps and Rubella Vaccine, Live, Attenuated | Lyophilised active component to be reconstituted with excipient diluent before use | Vial | 10 | 24 | none | Subcutaneous | 2-8°C | Current | 14 | 0 | 2.109 | 9.84 | No | 3.1424 | 0 |  | 2-8°C |  | 2 | 2.156 | 0.2156
181 | Polio Vaccine - Oral (OPV) Monovalent Type 1 | mOPV1 | GlaxoSmithKline Biologicals SA | Polio Sabin Mono T1 | Liquid: ready to use | Vial | 10 | 24 | none | Oral | -20°C | Current | 2 | 28 | 0.97 | 3.978 | 0 | 0 | 0 |  | NA |  | 2 | 2.156 | 0.2156
115 | Polio Vaccine - Oral (OPV) Monovalent Type 1 | mOPV1 | Sanofi Pasteur SA | ORAL MONOVALENT TYPE 1 POLIOMYELITIS VACCINE | Liquid: ready to use | Vial | 20 | 24 | none | Oral | -20°C | Current | 2 | 28 | 0.48 | 0.48 | 0 | 0 | 0 |  | NA |  | 2 | 2.156 | 0.1078
182 | Polio Vaccine - Oral (OPV) Monovalent Type 1 | mOPV1 | GlaxoSmithKline Biologicals SA | Polio Sabin Mono T1 | Liquid: ready to use | Vial | 20 | 24 | none | Oral | -20°C | Current | 2 | 28 | 0.48 | 1.989 | 0 | 0 | 0 |  | NA |  | 2 | 2.156 | 0.1078
186 | Polio Vaccine - Oral (OPV) Monovalent Type 1 | mOPV1 | Haffkine Bio Pharmaceutical Corporation Ltd | Monovalent type 1 Oral Poliomyelitis vaccine, IP (mOPV1) | Liquid: ready to use | Vial | 20 | 24 | none | Oral | -20°C | Current | 2 | 28 | 0.94 | 4.2141 | 0 | 0 | 0 |  | NA |  | 2 | 1.08 | 0.054
189 | Polio Vaccine - Oral (OPV) Monovalent Type 1 | mOPV1 | PT Bio Farma (Persero) | Monovalent Oral Poliomyelitis Vaccine Type 1 (mOPV1) | Liquid: ready to use | Vial | 20 | 24 | none | Oral | -20°C | Current | 2 | 28 | 0.55 | 4.1437 | 0 | 0 | 0 |  | NA |  | 2 | 2.156 | 0.1078
235 | Polio Vaccine - Oral (OPV) Monovalent Type 2 | mOPV2 | GlaxoSmithKline Biologicals SA | Polio Sabin Mono Two (oral) | Liquid: ready to use | Vial | 10 | 24 | none | Oral | -20°C | Current | 2 | 28 | 0.97 | 7.7074 | 0 | 0 | 0 |  | NA |  | 2 | 2.156 | 0.2156
234 | Polio Vaccine - Oral (OPV) Monovalent Type 2 | mOPV2 | GlaxoSmithKline Biologicals SA | Polio Sabin Mono Two (oral) | Liquid: ready to use | Vial | 20 | 24 | none | Oral | -20°C | Current | 2 | 28 | 0.48 | 3.8537 | 0 | 0 | 0 |  | NA |  | 2 | 1.375 | 0.06875
299 | Polio Vaccine - Oral (OPV) Monovalent Type 2 | mOPV2 | Sanofi Pasteur SA | ORAL MONOVALENT TYPE 2 POLIOMYELITIS VACCINE (mOPV2) | Liquid: ready to use | Vial | 20 | 24 | none | Oral | -20°C | Current | 2 | 28 | 0.49 | 2.4182 | 0 | 0 | 0 |  | NA |  | 2 | 2.75 | 0.1375
227 | Polio Vaccine - Oral (OPV) Monovalent Type 3 | mOPV3 | GlaxoSmithKline Biologicals SA | Polio Sabin Mono Three (oral) | Liquid: ready to use | Vial | 10 | 24 | none | Oral | -20°C | Current | 2 | 28 | 0.97 | 3.978 | 0 | 0 | 0 |  | NA |  | 2 | 2.75 | 0.275
228 | Polio Vaccine - Oral (OPV) Monovalent Type 3 | mOPV3 | GlaxoSmithKline Biologicals SA | Polio Sabin Mono Three (oral) | Liquid: ready to use | Vial | 20 | 24 | none | Oral | -20°C | Current | 2 | 28 | 0.48 | 1.989 | 0 | 0 | 0 |  | NA |  | 2 | 5.7456 | 0.28728
300 | Polio Vaccine - Oral (OPV) Monovalent Type 3 | mOPV3 | Sanofi Pasteur SA | ORAL MONOVALENT TYPE 3 POLIOMYELITIS VACCINE | Liquid: ready to use | Vial | 20 | 24 | none | Oral | -20°C | Current | 2 | 28 | 0.49 | 2.4182 | 0 | 0 | 0 |  | NA |  | 2 | 5.7456 | 0.28728
137 | Measles and Rubella | MR | Serum Institute of India Pvt. Ltd. | Measles and Rubella Vaccine, Live, Attenuated | Lyophilised active component to be reconstituted with excipient diluent before use | Vial | 1 | 24 | none | Subcutaneous | 2-8°C | Current | 14 | NA | 21.09 | 98.4 | No | 12.528 | 0 |  | 2-8°C |  | 2 | 4.6656 | 4.6656
343 | Measles and Rubella | MR | Biological E. Limited | Measles and Rubella Vaccine (Live) | Lyophilised active component to be reconstituted with excipient diluent before use | Vial + Ampoule | 1 | 24 | none | Subcutaneous | 2-8°C | Current | 14 | NA | 14.09 | 71.487 | No | 7.8 | 9.3347 |  | 2-8°C |  | 2 | 2.5056 | 2.5056
138 | Measles and Rubella | MR | Serum Institute of India Pvt. Ltd. | Measles and Rubella Vaccine, Live, Attenuated | Lyophilised active component to be reconstituted with excipient diluent before use | Vial | 2 | 24 | none | Subcutaneous | 2-8°C | Current | 14 | 0 | 10.545 | 49.2 | No | 6.264 | 0 |  | 2-8°C |  | 2 | 2.5056 | 1.2528
139 | Measles and Rubella | MR | Serum Institute of India Pvt. Ltd. | Measles and Rubella Vaccine, Live, Attenuated | Lyophilised active component to be reconstituted with excipient diluent before use | Vial | 5 | 24 | none | Subcutaneous | 2-8°C | Current | 14 | 0 | 4.218 | 19.68 | No | 5.481 | 0 |  | 2-8°C |  | 2 | 4.7 | 0.94
344 | Measles and Rubella | MR | Biological E. Limited | Measles and Rubella Vaccine (Live) | Lyophilised active component to be reconstituted with excipient diluent before use | Vial + Ampoule | 5 | 24 | none | Subcutaneous | 2-8°C | Current | 14 | 0 | 2.67 | 14.2974 | No | 3.25 | 3.6465 |  | 2-8°C |  | 2 | 4.7 | 0.94
140 | Measles and Rubella | MR | Serum Institute of India Pvt. Ltd. | Measles and Rubella Vaccine, Live, Attenuated | Lyophilised active component to be reconstituted with excipient diluent before use | Vial | 10 | 24 | none | Subcutaneous | 2-8°C | Current | 14 | 0 | 2.109 | 9.84 | No | 3.1424 | 0 | No | 2-8°C | No | 2 | 7.8 | 0.78
345 | Measles and Rubella | MR | Biological E. Limited | Measles and Rubella Vaccine (Live) | Lyophilised active component to be reconstituted with excipient diluent before use | Vial + Ampoule | 10 | 24 | none | Subcutaneous | 2-8°C | Current | 14 | 0 | 1.78 | 8.9359 | No | 2.12 | 2.3581 |  | 2-8°C |  | 2 | 7.8 | 0.78
116 | cholera: inactivated oral | OCV | Valneva Sweden AB | Dukoral | Liquid: ready to use | Vial + Buffer Sachet | 1 | 36 | none | Oral | 2-8°C | Current | none | NA | 136 | 136 | Yes | 0 | 0 |  | NA |  | 2 | 2.035 | 2.035
249 | cholera: inactivated oral | OCV | Shantha Biotechnics Private Limited (A Sanofi Company) | Shanchol | Liquid: ready to use | Vial | 1 | 30 | thiomersal | Oral | 2-8°C | Current | 30 | NA | 16.8 | 63.261 | 0 | 0 | 0 |  | NA |  | 0 | 3.13 | 3.13
298 | cholera: inactivated oral | OCV | EuBiologics Co., Ltd. | Euvichol | Liquid: ready to use | Vial | 1 | 24 | none | Oral | 2-8°C | Current | 30 | NA | 11 | 64.5975 | 0 | 0 | 0 |  | NA |  | 0 | 1.28 | 1.28
336 | cholera: inactivated oral | OCV | EuBiologics Co., Ltd. | Euvichol-Plus | Liquid: ready to use | Plastic Tube | 1 | 24 | none | Oral | 2-8°C | Current | 30 | NA | 7.85 | 38.6641 | 0 | 0 | 0 |  | NA |  | 0 | 1.28 | 1.28
191 | Pneumococcal (conjugate) | PCV10 | GlaxoSmithKline Biologicals SA | Synflorix | Liquid: ready to use | Vial | 1 | 48 | none | Intramuscular | 2-8°C | Current | 30 | NA | 9.681 | 15.2292 | 0 | 0 | 0 |  | NA |  | 3 | 7 | 7
350 | Pneumococcal (conjugate) | PCV10 | Serum Institute of India Pvt. Ltd. | PNEUMOSIL | Liquid: ready to use | Vial | 1 | 36 | none | Intramuscular or Subcutaneous | 2-8°C | Current | 30 | NA | 17.575 | 86.4 | 0 | 0 | 0 | Yes | NA |  | 3 | 2.9 | 2.9
198 | Pneumococcal (conjugate) | PCV10 | GlaxoSmithKline Biologicals SA | Synflorix | Liquid: ready to use | Vial | 2 | 48 | none | Intramuscular | 2-8°C | Current | 30 | 0 | 4.8 | 7.6146 | 0 | 0 | 0 |  | NA |  | 3 | 13 | 6.5
318 | Pneumococcal (conjugate) | PCV10 | GlaxoSmithKline Biologicals SA | Synflorix | Liquid: ready to use | Vial | 4 | 36 | 2-phenoxyethanol | Intramuscular | 2-8°C | Current | 30 | 28 | 2.4 | 3.5417 | 0 | 0 | 0 |  | NA |  | 3 | 12.2 | 3.05
351 | Pneumococcal (conjugate) | PCV10 | Serum Institute of India Pvt. Ltd. | PNEUMOSIL | Liquid: ready to use | Vial | 5 | 36 | thiomersal | Intramuscular | 2-8°C | Current | 30 | 28 | 3.515 | 1.728 | 0 | 0 | 0 | Yes | NA |  | 3 | 10 | 2
221 | Pneumococcal (conjugate) | PCV13 | Pfizer | Prevenar 13 | Liquid: ready to use | Vial | 1 | 36 | none | Intramuscular | 2-8°C | Current | 30 | NA | 12 | 12 | 0 | 0 | 0 |  | NA |  | 3 | 3.3 | 3.3
317 | Pneumococcal (conjugate) | PCV13 | Pfizer | Prevenar 13 Multidose Vial | Liquid: ready to use | Vial | 4 | 24 | 2-phenoxyethanol | Intramuscular | 2-8°C | Current | 30 | 28 | 3.6 | 36.2758 | 0 | 0 | 0 |  | NA |  | 3 | 11.6 | 2.9
27 | Rabies | Rabies | Chiron Behring Vaccines Private Ltd. | Rabipur | Lyophilised active component to be reconstituted with excipient diluent before use | Vial | 1 | 48 | none | Intramuscular | 2-8°C | Current | 30 | NA | 48 | 378.2769 | Yes | 0 | 0 |  | 2-8°C |  | 3 | 0 | 0
28 | Rabies | Rabies | Novartis Vaccines and Diagnostics GmbH | Rabipur | Lyophilised active component to be reconstituted with excipient diluent before use | Vial | 1 | 48 | none | Intramuscular | 2-8°C | Current | none | NA | 174 | 174 | Yes | 0 | 0 |  | 2-8°C |  | 3 | 2.632 | 2.632
111 | Rabies | Rabies | Sanofi Pasteur SA | VERORAB | Lyophilised active component to be reconstituted with excipient diluent before use | Vial | 1 | 36 | none | Intramuscular | 2-8°C | Current | none | NA | 50.5 | 50.5 | Yes | 0 | 0 |  | 2-8°C |  | 3 | 2.632 | 2.632
62 | Rotavirus | Rota_Liq | GlaxoSmithKline Biologicals SA | Rotarix | Liquid: ready to use | Plastic Tube | 1 | 36 | none | Oral | 2-8°C | Current | 14 | NA | 17.13 | 24.6653 | 0 | 0 | 0 |  | NA |  | 3 | 2.632 | 2.632
166 | Rotavirus | Rota_Liq | Merck Vaccines | Rotateq | Liquid: ready to use | Plastic Tube | 1 | 24 | none | Oral | 2-8°C | Current | none | NA | 46.3 | 49.4547 | 0 | 0 | 0 |  | NA |  | 3 |  | 0
173 | Rotavirus | Rota_Liq | GlaxoSmithKline Biologicals SA | Rotarix | Liquid: ready to use | Applicator | 1 | 36 | none | Oral | 2-8°C | Current | 14 | NA | 85.3 | 123.3263 | 0 | 0 | 0 |  | NA |  | 2 | 4.75 | 4.75
339 | Rotavirus | Rota_liq | GlaxoSmithKline Biologicals SA | Rotarix | Liquid: ready to use | 5 Multi-monodoses (plastic tubes) | 1 | 24 | none | Oral | 2-8°C | Current | 7 | NA | 11.8 | 0.244 | 0 | 0 | 0 |  | NA |  | 2 | 9.5 | 9.5
321 | Rotavirus | Rota_Liq_frozen | Bharat Biotech International Limited | Rotavac | Liquid: ready to use | Vial | 5 | 60 | none | Oral | -20°C | Current | 2 | 28 | 4.2 | 5.15 | 0 | 0 | 0 |  | NA |  | 3 | 4.25 | 0.85
322 | Rotavirus | Rota_Liq_frozen | Bharat Biotech International Limited | Rotavac | Liquid: ready to use | Vial | 10 | 60 | none | Oral | -20°C | Current | 2 | 28 | 3.2 | 3.5 | 0 | 0 | 0 |  | NA |  | 3 | 6 | 0.6
321 | Rotavirus | Rota_liq | Bharat Biotech International Limited | Rotavac 50D | Liquid: ready to use | Vial | 1 | 24 | none | Oral | 2-8°C | Current | 7 | NA | 14.45 | 14.45 | 0 | 0 | 0 |  | NA |  | 3 | 1.35 | 1.35
322 | Rotavirus | Rota_liq | Bharat Biotech International Limited | Rotavac 50D | Liquid: ready to use | Vial | 5 | 24 | none | Oral | 2-8°C | Current | 7 | 0 | 3.2 | 5.3 | 0 | 0 | 0 |  | NA |  | 3 | 5.75 | 1.15
323 | Rotavirus | Rota_Lyo | Serum Institute of India Pvt. Ltd. | Rotasiil | Lyophilised active component to be reconstituted with excipient diluent before use | Two vial set (active + excipient) | 1 | 30 | none | Oral | 2-8°C | Current | 30 | NA | 17.575 | 86.4 | No | 17.575 | 26.9831 | Yes | 2-8°C |  | 3 | 1.55 | 1.55
354 | Rotavirus | Rota_Lyo | Serum Institute of India Pvt. Ltd. | ROTASIIL®Thermo | Lyophilised active component to be reconstituted with excipient diluent before use | Two vial set (active + excipient) | 1 | 30 | none | Oral | +25°C | Current | 250 | NA | 17.57 | 86.4 | No | 882.3125 | 26.9831 | Yes | +25°C |  | 3 | 1.85 | 1.85
355 | Rotavirus | Rota_Lyo | Serum Institute of India Pvt. Ltd. | Rotasiil | Lyophilised active component to be reconstituted with excipient diluent before use | Two vial set (active + excipient) | 2 | 30 | none | Oral | 2-8°C | Current | 30 | 0 | 10.54 | 49.2 | No | 10.54 | 15.44 | Yes | 2-8°C |  | 3 | 1.9 | 0.95
354 | Rotavirus | Rota_Lyo | Serum Institute of India Pvt. Ltd. | ROTASIIL®Thermo | Lyophilised active component to be reconstituted with excipient diluent before use | Two vial set (active + excipient) | 2 | 30 | none | Oral | +25°C | Current | 250 | 0 | 10.54 | 49.2 | No | 10.54 | 15.44 | Yes | +25°C |  | 3 | 2.5 | 1.25
364 | Rotavirus | Rota_liq | Serum Institute of India Pvt. Ltd. | Rotasiil-Liquid | Liquid: ready to use | 5 Multi-monodoses (plastic tubes) | 1 | 24 | none | Oral | 2-8°C | Current | 7 | NA | 20.06 | 99.91 |  | 0 | 0 |  | NA |  | 3 |  | 0
| Rotavirus | Rota_liq | Serum Institute of India Pvt. Ltd. | Rotasiil-Liquid | Liquid: ready to use | Vial | 2 | 24 | none | Oral | 2-8°C | Not yet | 7 | 0 | 14.3 |  |  | 0 | 0 |  | NA |  | 3 | 1.6 | 0.8
149 | Rubella | Rubella | Serum Institute of India Pvt. Ltd. | Rubella Vaccine, Live, Attenuated | Lyophilised active component to be reconstituted with excipient diluent before use | Vial | 1 | 24 | none | Subcutaneous | 2-8°C | Current | 14 | NA | 21.09 | 98.4 | No | 12.528 | 0 |  | 2-8°C |  | 2 | 2.6 | 2.6
150 | Rubella | Rubella | Serum Institute of India Pvt. Ltd. | Rubella Vaccine, Live, Attenuated | Lyophilised active component to be reconstituted with excipient diluent before use | Vial | 2 | 24 | none | Subcutaneous | 2-8°C | Current | 14 | 0 | 10.545 | 49.2 | No | 6.264 | 0 |  | 2-8°C |  | 2 | 2.6 | 1.3
151 | Rubella | Rubella | Serum Institute of India Pvt. Ltd. | Rubella Vaccine, Live, Attenuated | Lyophilised active component to be reconstituted with excipient diluent before use | Vial | 5 | 24 | none | Subcutaneous | 2-8°C | Current | 14 | 0 | 4.218 | 19.68 | No | 5.481 | 0 |  | 2-8°C |  | 2 | 1.125 | 0.225
152 | Rubella | Rubella | Serum Institute of India Pvt. Ltd. | Rubella Vaccine, Live, Attenuated | Lyophilised active component to be reconstituted with excipient diluent before use | Vial | 10 | 24 | none | Subcutaneous | 2-8°C | Current | 14 | 0 | 2.11 | 9.84 | No | 3.1424 | 0 |  | 2-8°C |  | 2 | 1.125 | 0.1125
121 | Diphtheria-Tetanus (reduced antigen content) | Td | Serum Institute of India Pvt. Ltd. | Diphtheria and Tetanus Vaccine Adsorbed for Adults and Adolescents | Liquid: ready to use | Ampoule | 1 | 36 | thiomersal | Intramuscular | 2-8°C | Current | none | NA | 12.18 | 0.33833 | 0 | 0 | 0 |  | NA |  | 2 | 1.125 | 1.125
279 | Diphtheria-Tetanus (reduced antigen content) | Td | Biological E. Limited | None used on labelling for supply through UN agencies. Also marketed with labelled commercial name BE Td | Liquid: ready to use | Vial | 1 | 36 | thiomersal | Intramuscular | 2-8°C | Current | 30 | NA | 14.68 | 93.082 | 0 | 0 | 0 |  | NA |  | 2 | 1.125 | 1.125
79 | Diphtheria-Tetanus (reduced antigen content) | Td | National Center of Infectious and Parasitic Diseases | Tetadif | Liquid: ready to use | Vial | 10 | 36 | thiomersal | Intramuscular | 2-8°C | Current | 14 | 28 | 3.78 | 3.78 | 0 | 0 | 0 |  | NA |  | 2 | 1.125 | 0.1125
92 | Diphtheria-Tetanus (reduced antigen content) | Td | Sanofi Pasteur SA | IMOVAX dT adult | Liquid: ready to use | Vial | 10 | 36 | thiomersal | Intramuscular | 2-8°C | Current | none | 28 | 2.46 | 2.46 | 0 | 0 | 0 |  | NA |  | 2 | 2.184 | 0.2184
122 | Diphtheria-Tetanus (reduced antigen content) | Td | Serum Institute of India Pvt. Ltd. | Diphtheria and Tetanus Vaccine Adsorbed for Adults and Adolescents | Liquid: ready to use | Vial | 10 | 36 | thiomersal | Intramuscular | 2-8°C | Current | 30 | 28 | 2.109 | 9.84 | 0 | 0 | 0 |  | NA |  | 2 | 2.184 | 0.2184
245 | Diphtheria-Tetanus (reduced antigen content) | Td | PT Bio Farma (Persero) | none | Liquid: ready to use | Vial | 10 | 36 | thiomersal | Intramuscular | 2-8°C | Current | 30 | 28 | 2.23 | 2.23 | 0 | 0 | 0 |  | NA |  | 2 | 2.05 | 0.205
280 | Diphtheria-Tetanus (reduced antigen content) | Td | Biological E. Limited | None used on labelling for supply through UN agencies. Also marketed with labelled commercial name BE Td | Liquid: ready to use | Vial | 10 | 36 | thiomersal | Intramuscular | 2-8°C | Current | 30 | 28 | 2.93 | 18.6164 | 0 | 0 | 0 |  | NA |  | 2 | 2.05 | 0.205
80 | Diphtheria-Tetanus (reduced antigen content) | Td | National Center of Infectious and Parasitic Diseases | Tetadif | Liquid: ready to use | Vial | 20 | 36 | thiomersal | Intramuscular | 2-8°C | Current | 14 | 28 | 1.89 | 1.89 | 0 | 0 | 0 |  | NA |  | 2 | 2.05 | 0.1025
123 | Diphtheria-Tetanus (reduced antigen content) | Td | Serum Institute of India Pvt. Ltd. | Diphtheria and Tetanus Vaccine Adsorbed for Adults and Adolescents | Liquid: ready to use | Vial | 20 | 36 | thiomersal | Intramuscular | 2-8°C | Current | 30 | 28 | 2.122 | 9.84 | 0 | 0 | 0 |  | NA |  | 2 | 2.05 | 0.1025
12 | Polio Vaccine - Oral (OPV) Trivalent | tOPV | PT Bio Farma (Persero) | Oral polio | Liquid: ready to use | Vial | 10 | 24 | none | Oral | -20°C | Current | 2 | 28 | 3.2 | 3.2 | 0 | 0 | 0 |  | NA |  | 4 | 2.05 | 0.205
44 | Polio Vaccine - Oral (OPV) Trivalent | tOPV | GlaxoSmithKline Biologicals SA | Polio sabin | Liquid: ready to use | Vial | 10 | 18 | none | Oral | -20°C | Current | 2 | 28 | 0 | 0 | 0 | 0 | 0 |  | NA |  | 4 | 2.05 | 0.205
99 | Polio Vaccine - Oral (OPV) Trivalent | tOPV | Sanofi Pasteur SA | OPVERO | Liquid: ready to use | Vial | 10 | 24 | none | Oral | -20°C | Current | 2 | 28 | 0.97 | 0.97 | 0 | 0 | 0 |  | NA |  | 4 | 3.05 | 0.305
100 | Polio Vaccine - Oral (OPV) Trivalent | tOPV | Sanofi Pasteur SA | OPVERO | Liquid: ready to use | Vial | 10 | 24 | none | Oral | -20°C | Current | 2 | 28 | 0 | 0 | 0 | 0 | 0 |  | NA |  | 4 | 3.05 | 0.305
282 | Polio Vaccine - Oral (OPV) Trivalent | tOPV | Serum Institute of India Pvt. Ltd. | Poliomyelitis Vaccine (Oral), Trivalent types 1, 2 and 3 | Liquid: ready to use | Vial | 10 | 24 | none | Oral | -20°C | Current | 2 | 28 | 1.7575 | 11.52 | 0 | 0 | 0 |  | NA |  | 4 | 3.05 | 0.305
291 | Polio Vaccine - Oral (OPV) Trivalent | tOPV | Bharat Biotech International Limited | BIOPOLIO | Liquid: ready to use | Vial | 10 | 24 | none | Oral | -20°C | Current | 2 | 28 | 1.7 | 9.8325 | 0 | 0 | 0 |  | NA |  | 4 | 3.05 | 0.305
13 | Polio Vaccine - Oral (OPV) Trivalent | tOPV | PT Bio Farma (Persero) | Oral polio | Liquid: ready to use | Vial | 20 | 24 | none | Oral | -20°C | Current | 2 | 28 | 0.24 | 0.24 | 0 | 0 | 0 |  | NA |  | 4 | 3.05 | 0.1525
45 | Polio Vaccine - Oral (OPV) Trivalent | tOPV | GlaxoSmithKline Biologicals SA | Polio sabin | Liquid: ready to use | Vial | 20 | 24 | none | Oral | -20°C | Current | 2 | 28 | 0 | 0 | 0 | 0 | 0 |  | NA |  | 4 | 3.05 | 0.1525
63 | Polio Vaccine - Oral (OPV) Trivalent | tOPV | Haffkine Bio Pharmaceutical Corporation Ltd | Polioviral vaccine | Liquid: ready to use | Vial | 20 | 24 | none | Oral | -20°C | Current | 2 | 28 | 1 | 1 | 0 | 0 | 0 |  | NA |  | 4 | #N/A | #N/A
101 | Polio Vaccine - Oral (OPV) Trivalent | tOPV | Sanofi Pasteur SA | OPVERO | Liquid: ready to use | Vial | 20 | 24 | none | Oral | -20°C | Current | 2 | 28 | 0.48 | 0.48 | 0 | 0 | 0 |  | NA |  | 4 | #N/A | #N/A
261 | Polio Vaccine - Oral (OPV) Trivalent | tOPV | Serum Institute of India Pvt. Ltd. | Poliomyelitis Vaccine (Oral), Trivalent types 1, 2 and 3 | Liquid: ready to use | Vial | 20 | 24 | none | Oral | -20°C | Current | 2 | 28 | 0.8787 | 5.76 | 0 | 0 | 0 |  | NA |  | 4 | #N/A | #N/A
290 | Polio Vaccine - Oral (OPV) Trivalent | tOPV | Bharat Biotech International Limited | BIOPOLIO | Liquid: ready to use | Vial | 20 | 24 | none | Oral | -20°C | Current | 2 | 28 | 0.85 | 4.9162 | 0 | 0 | 0 |  | NA |  | 4 | 0.825 | 0.04125
16 | Tetanus Toxoid | TT | PT Bio Farma (Persero) | TT vaccine | Liquid: ready to use | Uniject | 1 | 24 | thiomersal | Intramuscular | 2-8°C | Current | 30 | NA | 12 | 12 | 0 | 0 | 0 |  | NA |  | 2 | 0.825 | 0.825
134 | Tetanus Toxoid | TT | Serum Institute of India Pvt. Ltd. | Tetanus Toxoid Vaccine Adsorbed | Liquid: ready to use | Ampoule | 1 | 36 | thiomersal | Intramuscular | 2-8°C | Current | none | NA | 12.18 | 65.6 | 0 | 0 | 0 |  | NA |  | 2 | 0.825 | 0.825
259 | Tetanus Toxoid | TT | Biological E. Limited | None used on labelling for supply through UN agencies. Also marketed with labelled commercial name BEtt. | Liquid: ready to use | Vial | 1 | 36 | thiomersal | Intramuscular | 2-8°C | Current | 30 | NA | 14.7 | 14.7 | 0 | 0 | 0 |  | NA |  | 2 | 0.825 | 0.825
14 | Tetanus Toxoid | TT | PT Bio Farma (Persero) | TT vaccine | Liquid: ready to use | Vial | 10 | 24 | thiomersal | Intramuscular | 2-8°C | Current | 30 | 28 | 2.22 | 2.22 | 0 | 0 | 0 |  | NA |  | 2 | 0.825 | 0.0825
75 | Tetanus Toxoid | TT | National Center of Infectious and Parasitic Diseases | Tetatox | Liquid: ready to use | Vial | 10 | 36 | thiomersal | Intramuscular | 2-8°C | Current | 14 | 28 | 3.78 | 3.78 | 0 | 0 | 0 |  | NA |  | 2 | 0.825 | 0.0825
104 | Tetanus Toxoid | TT | Sanofi Pasteur SA | TETAVAX | Liquid: ready to use | Vial | 10 | 36 | thiomersal | Intramuscular | 2-8°C | Current | none | 28 | 2.46 | 2.46 | 0 | 0 | 0 |  | NA |  | 2 | 1.06 | 0.106
135 | Tetanus Toxoid | TT | Serum Institute of India Pvt. Ltd. | Tetanus Toxoid Vaccine Adsorbed | Liquid: ready to use | Vial | 10 | 36 | thiomersal | Intramuscular | 2-8°C | Current | 30 | 28 | 2.109 | 9.84 | 0 | 0 | 0 |  | NA |  | 2 | 1.06 | 0.106
158 | Tetanus Toxoid | TT | Shantha Biotechnics Private Limited (A Sanofi Company) | ShanTT | Liquid: ready to use | Vial | 10 | 24 | thiomersal | Intramuscular | 2-8°C | Current | 14 | 28 | 4.36 | 4.36 | 0 | 0 | 0 |  | NA |  | 2 | 1.06 | 0.106
260 | Tetanus Toxoid | TT | Biological E. Limited | None used on labelling for supply through UN agencies. Also marketed with labelled commercial name BEtt. | Liquid: ready to use | Vial | 10 | 36 | thiomersal | Intramuscular | 2-8°C | Current | 30 | 28 | 2.9 | 19.5852 | 0 | 0 | 0 |  | NA |  | 2 | 1.06 | 0.106
15 | Tetanus Toxoid | TT | PT Bio Farma (Persero) | TT vaccine | Liquid: ready to use | Vial | 20 | 24 | thiomersal | Intramuscular | 2-8°C | Current | 30 | 28 | 0.75 | 0.75 | 0 | 0 | 0 |  | NA |  | 2 | 1.06 | 0.053
76 | Tetanus Toxoid | TT | National Center of Infectious and Parasitic Diseases | Tetatox | Liquid: ready to use | Vial | 20 | 36 | thiomersal | Intramuscular | 2-8°C | Current | 14 | 28 | 1.89 | 1.89 | 0 | 0 | 0 |  | NA |  | 2 | 1.06 | 0.053
105 | Tetanus Toxoid | TT | Sanofi Pasteur SA | TETAVAX | Liquid: ready to use | Vial | 20 | 36 | thiomersal | Intramuscular | 2-8°C | Current: No Routine Production | none | 0 | 0 | 0 | 0 | 0 | 0 |  | NA |  | 2 |  | 0
136 | Tetanus Toxoid | TT | Serum Institute of India Pvt. Ltd. | Tetanus Toxoid Vaccine Adsorbed | Liquid: ready to use | Vial | 20 | 36 | thiomersal | Intramuscular | 2-8°C | Current | 30 | 28 | 2.122 | 9.84 | 0 | 0 | 0 |  | NA |  | 2 |  | 0
159 | Tetanus Toxoid | TT | Shantha Biotechnics Private Limited (A Sanofi Company) | ShanTT | Liquid: ready to use | Vial | 20 | 24 | thiomersal | Intramuscular | 2-8°C | Current | 14 | 28 | 2.6 | 2.6 | 0 | 0 | 0 |  | NA |  | 2 | #N/A | #N/A
190 | Tetanus Toxoid | TT | Biological E. Limited | None used on labelling for supply through UN agencies. Also marketed with labelled commercial name BEtt. | Liquid: ready to use | Vial | 20 | 36 | thiomersal | Intramuscular | 2-8°C | Current | 30 | 28 | 2.9 | 15.275 | 0 | 0 | 0 |  | NA |  | 2 | #N/A | #N/A
319 | Typhoid (Conjugate) | TCV | Bharat Biotech International Limited | Typbar-TCV | Liquid: ready to use | Vial | 1 | 36 | 2-phenoxyethanol | Intramuscular | 2-8°C | Current | 30 | NA | 14.18 | 143.87 | 0 | 0 | 0 |  | NA |  | 1 | 4.2 | 4.2
320 | Typhoid (Conjugate) | TCV | Bharat Biotech International Limited | Typbar-TCV | Liquid: ready to use | Vial | 5 | 36 | 2-phenoxyethanol | Intramuscular | 2-8°C | Current | 30 | 0 | 2.89 | 22.76 | 0 | 0 | 0 |  | NA |  | 1 | 5.25 | 1.05
237 | Typhoid (Polysaccharide) | TPV | Sanofi Pasteur SA | Typhym-Vi | Liquid: ready to use | Vial | 20 | 36 | phenol | Intramuscular | 2-8°C | Current | 30 | 0 | 1.57 | 17.1636 | 0 | 0 | 0 |  | NA |  | #N/A | 4.2 | 0.21
175 | Yellow Fever | YF | Chumakov Federal Scientific Center for Reserch & Development of Immune-And Biological Products | none | Lyophilised active component to be reconstituted with excipient diluent before use | Ampoule | 2 | 24 | none | Intramuscular or Subcutaneous | 2-8°C | Current | 14 | 0 | 7.2 | 7.2 | No | 0 | 0 |  | 2-8°C |  | 1 | 11.67 | 5.835
19 | Yellow Fever | YF | Bio-Manguinhos/Fiocruz | Yellow Fever | Lyophilised active component to be reconstituted with excipient diluent before use | Vial + Ampoule | 5 | 36 | none | Intramuscular or Subcutaneous | 2-8°C | Current | 14 | 0 | 6.31 | 6.31 | 0 | 0 | 0 |  | NA |  | 1 | 4.85 | 0.97
64 | Yellow Fever | YF | Institut Pasteur de Dakar | Stabilized Yellow Fever Vaccine | Lyophilised active component to be reconstituted with excipient diluent before use | Vial | 5 | 36 | none | Intramuscular or Subcutaneous | 2-8°C | Current | 14 | 0 | 2.8 | 2.8 | 0 | 0 | 0 |  | NA |  | 1 | 4.85 | 0.97
176 | Yellow Fever | YF | Chumakov Federal Scientific Center for Reserch & Development of Immune-And Biological Products | none | Lyophilised active component to be reconstituted with excipient diluent before use | Ampoule | 5 | 24 | none | Intramuscular or Subcutaneous | 2-8°C | Current | 14 | 0 | 5.985 | 6 | No | 0 | 0 |  | 2-8°C |  | 1 | 4.85 | 0.97
20 | Yellow Fever | YF | Bio-Manguinhos/Fiocruz | Yellow Fever | Lyophilised active component to be reconstituted with excipient diluent before use | Vial + Ampoule | 10 | 36 | none | Intramuscular or Subcutaneous | 2-8°C | Current | 14 | 0 | 2.96 | 2.96 | 0 | 0 | 0 |  | NA |  | 1 | 12.4 | 1.24
66 | Yellow Fever | YF | Institut Pasteur de Dakar | Stabilized Yellow Fever Vaccine | Lyophilised active component to be reconstituted with excipient diluent before use | Vial | 10 | 36 | none | Intramuscular or Subcutaneous | 2-8°C | Current | 14 | 0 | 1.4 | 1.4 | 0 | 0 | 0 |  | NA |  | 1 | 12.4 | 1.24
112 | Yellow Fever | YF | Sanofi Pasteur SA | STAMARIL | Lyophilised active component to be reconstituted with excipient diluent before use | Vial | 10 | 36 | none | Intramuscular or Subcutaneous | 2-8°C | Current | 14 | 0 | 2.44 | 7.2 | No | 4.7633 | 0 |  | 2-8°C |  | 1 | 12.4 | 1.24
177 | Yellow Fever | YF | Chumakov Federal Scientific Center for Reserch & Development of Immune-And Biological Products | none | Lyophilised active component to be reconstituted with excipient diluent before use | Ampoule | 10 | 24 | none | Intramuscular or Subcutaneous | 2-8°C | Current | 14 | 0 | 3.61 | 3.6 | No | 0 | 0 |  | 2-8°C |  | 1 | 12.4 | 1.24
65 | Yellow Fever | YF | Institut Pasteur de Dakar | Stabilized Yellow Fever Vaccine | Lyophilised active component to be reconstituted with excipient diluent before use | Vial | 20 | 36 | none | Intramuscular or Subcutaneous | 2-8°C | Current | 14 | 0 | 0.7 | 0.7 | 0 | 0 | 0 |  | NA | No | 1 | 30 | 1.5
21 | Yellow Fever | YF | Bio-Manguinhos/Fiocruz | Yellow Fever | Lyophilised active component to be reconstituted with excipient diluent before use | Two vial set (active + excipient) | 50 | 24 | none | Intramuscular or Subcutaneous | 2-8°C | Current: No Routine Production | 14 | 0 | 0.63 | 0.63 | 0 | 0 | 0 |  | NA |  | 1 | 30 | 0.6
| Polio Vaccine - Novel Oral (nOPV) Monovalent type 2 | nOPV | PT Bio Farma (Persero) | Novel Oral (nOPV) Monovalent type 2 | Liquid: ready to use | Vial | 50 | 12 | none | Oral | -20°C | Current | 2 | 28 | 0.55131 | 2.7061 | 0 | 0 | 0 | No | NA |  | 4 | 30 | 0.6
| Malaria vaccine | RTS,S | GlaxoSmithKline Biologicals SA | Mosquirix | Lyophilised active component to be reconstituted with excipient diluent before use | Two vial set (active + active) | 2 | 36 | none | Intramuscular | 2-8°C | Current | 14 | 0 | 9.9 | 15.42 | Yes | 0 | 0 |  | 2-8°C |  | 4 | 18.7 | 9.35
| Covid-19 vaccine | C19-Covishield ChAdOx1-S | Serum Institute of India Pvt. Ltd (s/c AZ) | COVISHIELD | Liquid: ready to use | vial | 2 | 9 | none | Intramuscular | 2-8°C | EUL | none | 0 | 7.03 | 9.13 | 0 | 0 | 0 | Yes | NA |  | 2 | 10 | 5
| Covid-19 vaccine | C19-Covishield ChAdOx1-S | Serum Institute of India Pvt. Ltd (s/c AZ) | COVISHIELD | Liquid: ready to use | vial | 10 | 9 | none | Intramuscular | 2-8°C | EUL | none | 0 | 2.1 | 2.61 | 0 | 0 | 0 | Yes | NA |  | 2 | 30 | 3
| Covid-19 vaccine | C19-VaxZevria ChAdOx1-S | AstraZeneca AB /SK Bioscience Co. Ltd | Vaxzevria | Liquid: ready to use | vial | 8 | 6 | none | Intramuscular | 2-8°C | EUL | none | 0 | 4.4 | 5.85 | 0 | 0 | 0 | Yes | NA |  | 2 | 30 | 3.75
| Covid-19 vaccine | C19-VaxZevria ChAdOx1-S | AstraZeneca AB /SK Bioscience Co. Ltd | Vaxzevria | Liquid: ready to use | vial | 10 | 6 | none | Intramuscular | 2-8°C | EUL | none | 0 | 3.76 | 5.35 | 0 | 0 | 0 | Yes | NA |  | 2 | 35 | 3.5
| Covid-19 vaccine | C19-VaxZevria ChAdOx1-S | AstraZeneca AB | Vaxzevria | Liquid: ready to use | vial | 10 | 6 | none | Intramuscular | 2-8°C | EUL | none | 0 | 2.76 | 5.29 | 0 | 0 | 0 | Yes | NA |  | 2 | 35 | 3.5
| Covid-19 vaccine | C19-VaxZevria ChAdOx1-S | AstraZeneca AB | Vaxzevria | Liquid: ready to use | vial | 8 | 6 | none | Intramuscular | 2-8°C | EUL | none | 0 | 3.45 | 6.61 | 0 | 0 | 0 | Yes | NA |  | 2 | 35 | 4.375
| Covid-19 vaccine | C19-Moderna mRNA-1273 | Moderna | mRNA-1273 | Liquid: ready to use | vial | 10 | 7 | none | Intramuscular | -20°C | EUL | none | 0 | 4.3 | 5.8284 | 0 | 0 | 0 |  | NA |  | 2 | 35 | 3.5
| Covid-19 vaccine | C19-Moderna mRNA-1273 | Moderna | mRNA-1273 | Liquid: ready to use | vial | 14 | 7 | none | Intramuscular | -20°C | EUL | none | 0 | 2.1 | 3 | 0 | 0 | 0 |  | NA |  | 2 | 300 | 21.4286
| Covid-19 vaccine | C19-Janssen Ad26.COV2.S | Janssen - Cilag | Ad26.COV2.S | Liquid: ready to use | vial | 5 | 24 | none | Intramuscular | -20°C | EUL | none | 0 | 3.82 | 5.32 | 0 | 0 | 0 |  | NA | Yes | 1 | 50 | 10
| Covid-19 vaccine | C19-Pfizer PBS/Sucrose (purple cap) | Pfizer/BioNTech | Comirnaty | Frozen liquid, to be diluted after thawing | vial | 6 | 9 | none | Intramuscular | -70°C | EUL | none | 0 | 1.8 | 2.967 | No | 4.63 | 13 |  | +25°C | Yes | 2 | 50 | 8.3333
| Covid-19 vaccine | C19-Pfizer Tris/Sucrose (grey cap) | Pfizer/BioNTech | Comirnaty | Liquid: ready to use | vial | 6 | 9 | none | Intramuscular | -70°C | EUL | none | 0 | 1.9 | 15.32 | 0 | 0 | 0 |  | NA |  | 2 | 50 | 8.3333
| Covid-19 vaccine | C19-Pfizer Tris/Sucrose (orange cap) | Pfizer/BioNTech | Comirnaty | Frozen liquid, to be diluted after thawing | vial | 6 | 9 | none | Intramuscular | -70°C | EUL | none | 0 | 2.6 | 24.89 | No | 4.63 | 13 |  | +25°C |  | 2 | 50 | 8.3333
| Covid-19 vaccine | C19-Sinopharm VeroCell | Beijing Institute of Biological Products Co., Ltd | Sinopharm | Liquid: ready to use | vial | 1 | 24 | none | Intramuscular | 2-8°C | EUL | 7 | NA | 61.8 | 78.3 | 0 | 0 | 0 | Yes | NA | Yes | 2 | 20 | 20
| Covid-19 vaccine | C19-Sinopharm VeroCell | Beijing Institute of Biological Products Co., Ltd | Sinopharm | Liquid: ready to use | vial | 1 | 24 | none | Intramuscular | 2-8°C | EUL | 7 | NA | 21.2 | 28.9 | 0 | 0 | 0 | Yes | NA | Yes | 2 | 20 | 20
| Covid-19 vaccine | C19-Sinopharm VeroCell | Beijing Institute of Biological Products Co., Ltd | Sinopharm | Liquid: ready to use | prefilled syringe | 1 | 24 | none | Intramuscular | 2-8°C | EUL | 7 | NA | 94.9 | 115.9 | 0 | 0 | 0 | Yes | NA |  | 2 | 20 | 20
| Covid-19 vaccine | C19-Sinopharm VeroCell | Beijing Institute of Biological Products Co., Ltd | Sinopharm | Liquid: ready to use | prefilled syringe | 1 | 24 | none | Intramuscular | 2-8°C | EUL | 7 | NA | 124.9 | 154 | 0 | 0 | 0 | Yes | NA |  | 2 | 20 | 20
| Covid-19 vaccine | C19-Sinopharm VeroCell | Beijing Institute of Biological Products Co., Ltd | Sinopharm | Liquid: ready to use | vial | 2 | 24 | none | Intramuscular | 2-8°C | EUL | 7 | 0 | 30.8 | 39.1569 | 0 | 0 | 0 | Yes | NA | Yes | 2 | 30 | 15
| Covid-19 vaccine | C19-Sinopharm VeroCell | Beijing Institute of Biological Products Co., Ltd | Sinopharm | Liquid: ready to use | vial | 2 | 24 | none | Intramuscular | 2-8°C | EUL | 7 | 0 | 10.5 | 14.4517 | 0 | 0 | 0 | Yes | NA | Yes | 2 | 30 | 15
| Covid-19 vaccine | C19-Sinopharm VeroCell | Beijing Institute of Biological Products Co., Ltd | Sinopharm | Liquid: ready to use | prefilled syringe | 2 | 24 | none | Intramuscular | 2-8°C | EUL | 7 | 0 | 11.4 | 14.025 | 0 | 0 | 0 | Yes | NA | Yes | 2 | 30 | 15
| Covid-19 vaccine | C19-Sinopharm VeroCell | Beijing Institute of Biological Products Co., Ltd | Sinopharm | Liquid: ready to use | prefilled syringe | 5 | 24 | none | Intramuscular | 2-8°C | EUL | 7 | 0 | 12.3 | 15.6628 | 0 | 0 | 0 | Yes | NA | Yes | 2 | 50 | 10
| Covid-19 vaccine | C19-Sinopharm VeroCell | Beijing Institute of Biological Products Co., Ltd | Sinopharm | Liquid: ready to use | prefilled syringe | 5 | 24 | none | Intramuscular | 2-8°C | EUL | 7 | 0 | 4.2 | 5.7807 | 0 | 0 | 0 | Yes | NA |  | 2 | 50 | 10
| Covid-19 vaccine | C19-Sinopharm VeroCell | Beijing Institute of Biological Products Co., Ltd | Sinopharm | Liquid: ready to use | prefilled syringe | 5 | 24 | none | Intramuscular | 2-8°C | EUL | 7 | 0 | 4.5 | 6.8208 | 0 | 0 | 0 | Yes | NA |  | 2 | 50 | 10
| Covid-19 vaccine | C19-Sinovac Coronovac | Sinovac Life Sciences Co., Ltd. | CoronaVac | Liquid: ready to use | vial | 2 | 12 | none | Intramuscular | 2-8°C | EUL | none | 0 | 8.15 | 10.12 | 0 | 0 | 0 |  | NA |  | 2 | 30 | 15
| Covid-19 vaccine | C19-Sinovac Coronovac | Sinovac Life Sciences Co., Ltd. | CoronaVac | Liquid: ready to use | vial | 1 | 12 | none | Intramuscular | 2-8°C | EUL | none | NA | 16.3 | 20.24 | 0 | 0 | 0 |  | NA |  | 2 | 15 | 15
| Covid-19 vaccine | C19-Sinovac Coronovac | Sinovac Life Sciences Co., Ltd. | CoronaVac | Liquid: ready to use | prefilled syringe | 1 | 12 | none | Intramuscular | 2-8°C | EUL | none | NA | 41.65 | 49.82 | 0 | 0 | 0 |  | NA |  | 2 | 15 | 15
| Covid-19 vaccine | C19-Sputnik | Gamalia Institute | Sputnik V | Liquid: ready to use | vial | 1 | 12 | none | Intramuscular | -20°C | EUL | none | NA | 27.5 | 31.1 | 0 | 0 | 0 |  | NA |  | 2 | 10 | 10
| Covid-19 vaccine | C19-Bharat COVAXIN | Bharat Biotech International Limited | BBV152, COVAXIN® | Liquid: ready to use | vial | 1 | 9 | none | Intramuscular | 2-8°C | EUL | none | NA | 14.45 | 18.31 | 0 | 0 | 0 |  | NA |  | 2 | 15 | 15
| Covid-19 vaccine | C19-Bharat COVAXIN | Bharat Biotech International Limited | BBV152, COVAXIN® | Liquid: ready to use | vial | 5 | 9 | none | Intramuscular | 2-8°C | EUL | none | 28 | 2.8906 | 3.66 | 0 | 0 | 0 |  | NA |  | 2 | 30 | 6
| Covid-19 vaccine | C19-Bharat COVAXIN | Bharat Biotech International Limited | BBV152, COVAXIN® | Liquid: ready to use | vial | 10 | 9 | none | Intramuscular | 2-8°C | EUL | none | 28 | 2.6875 | 3.5 | 0 | 0 | 0 |  | NA |  | 2 | 30 | 3
| Covid-19 vaccine | C19-Bharat COVAXIN | Bharat Biotech International Limited | BBV152, COVAXIN® | Liquid: ready to use | vial | 20 | 9 | none | Intramuscular | 2-8°C | EUL | none | 28 | 1.7188 | 2.03 | 0 | 0 | 0 |  | NA |  | 2 | 60 | 3
| Covid-19 vaccine | C-19 Covovax SARS-CoV-2 rS | Serum Institute of India Pvt. Ltd (s/c AZ) | COVOVAX | Liquid: ready to use | vial | 10 | 9 | none | Intramuscular | 2-8°C | EUL | none | 0 | 2.1 | 22.89 | 0 | 0 | 0 |  | NA |  | 2 | 30 | 3
| Covid-19 vaccine | C-19 Covovax SARS-CoV-2 rS | Serum Institute of India Pvt. Ltd (s/c AZ) | COVOVAX | Liquid: ready to use | vial | 1 | 9 | none | Intramuscular | 2-8°C | EUL | none | NA | 15.8 | 15.8 | 0 | 0 | 0 |  | NA |  | 2 | 3.5 | 3.5
| Covid-19 vaccine | C-19 Nuvaxovid SARS-CoV-2 rS | Novavax CZ a.s. | NUVAXOVID | Liquid: ready to use | vial | 10 | 9 | none | Intramuscular | 2-8°C | EUL | none | 0 | 2.05 | 2.7 | 0 | 0 | 0 |  | NA |  | 2 | 200 | 20
| Covid-19 vaccine | COVID-A | Generic | COVID-A | Liquid: ready to use | vial | 10 | 12 | none | Intramuscular | 2-8°C | EUL | none | 0 | 4.63 | 13 | 0 | 0 | 0 |  | NA |  | 2 |  | 0
| Covid-19 vaccine | COVID-B | Generic | COVID-B | Lyophilised active component to be reconstituted with excipient diluent before use | vial | 10 | 12 | none | Intramuscular | 2-8°C | EUL | none | 0 | 4.63 | 13 | No | 4.63 | 13 |  | NA | Yes | 2 |  | 0
| Covid-19 vaccine | COVID-C | Generic | COVID-C | Liquid: ready to use | vial | 1 | 12 | none | Intramuscular | 2-8°C | EUL | none | NA | 17 | 23 | 0 | 0 | 0 |  | NA | Yes | 2 |  | 0
| Generic vaccine | VaccineGeneric | Generic | Generic | Liquid: ready to use | Any presentation | 1 | 24 | none | Intramuscular | 2-8°C | EUL | 30 | NA | [10 empty] | 0
| Generic vaccine | VaccineGeneric | Generic | Generic | Liquid: ready to use | Any presentation | 2 | 24 | none | Intramuscular | 2-8°C | EUL | 30 | 28 | [10 empty] | 0
| Generic vaccine | VaccineGeneric | Generic | Generic | Liquid: ready to use | Any presentation | 4 | 24 | none | Intramuscular | 2-8°C | EUL | 30 | 28 | [10 empty] | 0
| Generic vaccine | VaccineGeneric | Generic | Generic | Liquid: ready to use | Any presentation | 5 | 24 | none | Intramuscular | 2-8°C | EUL | 30 | 28 | [10 empty] | 0
| Generic vaccine | VaccineGeneric | Generic | Generic | Liquid: ready to use | Any presentation | 6 | 24 | none | Intramuscular | 2-8°C | EUL | 30 | 28 | [10 empty] | 0
| Generic vaccine | VaccineGeneric | Generic | Generic | Liquid: ready to use | Any presentation | 10 | 24 | none | Intramuscular | 2-8°C | EUL | 30 | 28 | [10 empty] | 0
| Generic vaccine | VaccineGeneric | Generic | Generic | Liquid: ready to use | Any presentation | 20 | 24 | none | Intramuscular | 2-8°C | EUL | 30 | 28 | [10 empty] | 0
Note on Q144: [Threaded comment] Your version of Excel allows you to read this threaded comment; however, any edits to it will get removed if the file is opened in a newer version of Excel. Learn more: https://go.microsoft.com/fwlink/?linkid=870924 Comment: estimated

## vaccines
Table1: Characteristics of vaccines
|  | 1 | 2 | 3 | 4 | 5 | 6 | 7 | 8 | 9 | 10 | 11 | 12 | 13 | Cost per dose ($/dose)
NN° | Vaccine product | Designation | English | Français | Portuguese | Spanish | Vaccine formulation | Admin route | No. Of doses in the schedule | Presentation (doses/vial, prefilled) | Packed volume vaccine (cm3/dose) | Packed volume diluents (cm3/dose) | VVM type | Cost per vial ($/vial) | UNICEF PS | PAHO RF | National prices | Comments
A | B | C | D | E | F | G | H | I | J | K | L | M | N | O | P | Q | R | S
1 | BCG | BCG | BCG | BCG | BCG | BCG | lyophilized | ID | 1 | 10 | 2.4 | 1.4 | VVM-30 | 2.3112 | 0.23112 |  |  | n/a
2 | BCG | BCG | BCG | BCG | BCG | BCG | lyophilized | ID | 1 | 20 | 1.2 | 0.7 | VVM-30 | 2.74 | 0.137 | 0.12675 |  | Unicef_estimates_14
3 | Diphtheria-Tetanus-Pertussis | DTP | DTP | DTC | DTP | DTP | liquid | IM | 3 | 20 | 2.5 |  |  | 3.1302 | 0.15651 |  |  | n/a
4 | Diphtheria-Tetanus-Pertussis | DTP | DTP | DTC | DTP | DTP | liquid | IM | 3 | 10 | 3 |  |  | 1.97 | 0.197 | 0.197 |  | Unicef_estimates_14
5 | Diphtheria-Tetanus | DT | DT | DT | DT | DT | liquid | IM | 3 | 20 | 1.5 |  |  | 2.185 | 0.10925 | 0.085 |  | Assumptions
6 | Diphtheria-Tetanus | DT | DT | DT | DT | DT | liquid | IM | 3 | 10 | 3 |  |  | 1.1875 | 0.11875 | 0.1115 |  | Unicef_estimates_16
7 | Tetanus-Diphtheria | Td | Td | Td | Td | Td | liquid | IM | 2 | 20 | 2.5 |  |  | 2.184 | 0.1092 |  |  | n/a
8 | Tetanus-Diphtheria | Td | Td | Td | Td | Td | liquid | IM | 2 | 10 | 3 |  |  | 1.125 | 0.1125 | 0.1005 |  | Unicef_estimates_16
9 | Tetanus-Diphtheria | Td | Td | Td | Td | Td | liquid | IM | 2 | 1 | 12.9 |  |  | 2.6 | 2.6 |  |  | n/a
10 | Tetanus Toxoid | TT | TT | VAT | TT | TT | liquid | IM | 2 | 10 | 3 |  |  | 0.825 | 0.0825 |  |  | Unicef_estimates_16
11 | Tetanus Toxoid | TT | TT | VAT | TT | TT | liquid | IM | 2 | 20 | 2.5 |  |  | 1.06 | 0.053 |  |  | Unicef_estimates_16
12 | Tetanus Toxoid UniJect | TT | TT | VAT | TT | TT | liquid | IM | 2 | Uniject | 15.2 |  | VVM-30 | 0.53 | 0.53 |  |  | n/a
13 | Measles | Measles | Measles | VAR | Measles | Measles | lyophilized | SC | 2 | 1 | 26.11 | 20 | VVM-14 | 0.943 | 0.943 |  |  | n/a
14 | Measles | Measles | Measles | VAR | Measles | Measles | lyophilized | SC | 2 | 2 | 13.1 | 13.1 | VVM-14 | 1.725 | 0.8625 |  |  | n/a
15 | Measles | Measles | Measles | VAR | Measles | Measles | lyophilized | SC | 2 | 5 | 5.22 | 7 | VVM-14 | 3.243 | 0.6486 |  |  | n/a
16 | Measles | Measles | Measles | VAR | Measles | Measles | lyophilized | SC | 2 | 10 | 2.611 | 4 | VVM-14 | 2.65 | 0.265 |  |  | Unicef_estimates_14
17 | Measles-Rubella freeze dried | MR | MR | RR | MR | MR | lyophilized | SC | 2 | 1 | 26.11 | 26.11 | VVM-14 | 5.7456 | 5.7456 | 1.7 |  | n/a
18 | Measles-Rubella freeze dried | MR | MR | RR | MR | MR | lyophilized | SC | 2 | 2 | 13.1 | 13.1 | VVM-14 | 4.6656 | 2.3328 |  |  | n/a
19 | Measles-Rubella freeze dried | MR | MR | RR | MR | MR | lyophilized | SC | 2 | 5 | 5.22 | 7 | VVM-14 | 2.5056 | 0.50112 |  |  | n/a
20 | Measles-Rubella freeze dried | MR | MR | RR | MR | MR | lyophilized | SC | 2 | 10 | 2.611 | 4 | VVM-14 | 6.06 | 0.606 | 0.524 |  | Unicef_estimates_14
21 | Measles-Mumps-Rubella freeze dried | MMR | MMR | ROR | MMR | MMR | lyophilized | SC | 2 | 1 | 26.11 | 26.11 | VVM-14 | 2.37 | 2.37 | 3.55 | 77.75 | Unicef_estimates_16
22 | Measles-Mumps-Rubella freeze dried | MMR | MMR | ROR | MMR | MMR | lyophilized | SC | 2 | 2 | 13.1 | 13.1 | VVM-14 | 4 | 2 |  |  | Unicef_estimates_16
23 | Measles-Mumps-Rubella freeze dried | MMR | MMR | ROR | MMR | MMR | lyophilized | SC | 2 | 5 | 5.22 | 7 | VVM-14 | 5.73 | 1.146 | 0.99 |  | Unicef_estimates_16
24 | Measles-Mumps-Rubella freeze dried | MMR | MMR | ROR | MMR | MMR | lyophilized | SC | 2 | 10 | 2.611 | 4 | VVM-14 | 11.3 | 1.13 | 0.976 |  | Unicef_estimates_16
25 | Polio | tOPV | tOPV | tVPO | tOPV | tOPV | liquid | Oral | 4 | 10 | 2 |  | VVM-2 | 2.05 | 0.205 | 0.3 |  | Unicef_estimates_14
26 | Polio | tOPV | tOPV | tVPO | tOPV | tOPV | liquid | Oral | 4 | 20 | 1 |  | VVM-2 | 3.05 | 0.1525 | 0.1408 |  | Unicef_estimates_14
27 | Yellow fever | YF | YF | VAA | YF | YF | lyophilized | SC | 1 | 5 | 6.3 | 7 | VVM-14 | 4.2 | 0.84 |  |  | Unicef_estimates_14
28 | Yellow fever | YF | YF | VAA | YF | YF | lyophilized | SC | 1 | 10 | 3.6 | 3 | VVM-14 | 11.67 | 1.167 | 0.975 |  | Unicef_estimates_14
29 | Yellow fever | YF | YF | VAA | YF | YF | lyophilized | SC | 1 | 20 | 1.5 | 2 | VVM-14 | 15.38 | 0.769 |  |  | Unicef_estimates_14
30 | Yellow fever | YF | YF | VAA | YF | YF | lyophilized | SC | 1 | 50 | 0.7 | 1 | VVM-14 | 25.48 | 0.5096 |  |  | n/a
31 | DTP-HepB combined | DTP-HepB | DTP-HepB | DTC-HepB | DTP-HepB | DTP-HepB | liquid | IM | 3 | 1 | 9.7 |  |  |  | 0 |  |  | n/a
32 | DTP-HepB combined | DTP-HepB | DTP-HepB | DTC-HepB | DTP-HepB | DTP-HepB | liquid | IM | 3 | 2 | 6 |  |  | 3.654 | 1.827 |  |  | n/a
33 | DTP-HepB combined | DTP-HepB | DTP-HepB | DTC-HepB | DTP-HepB | DTP-HepB | liquid | IM | 3 | 10 | 3 |  |  | 7.245 | 0.7245 |  |  | n/a
34 | Hepatitis B | HepB | HepB | HepB | HepB | HepB | liquid | IM | 3 | 1 | 16.8 |  |  | 0.38 | 0.38 | 0.365 |  | Unicef_estimates_16
35 | Hepatitis B | HepB | HepB | HepB | HepB | HepB | liquid | IM | 3 | 2 | 7.2 |  |  | 0.638 | 0.319 |  |  | n/a
36 | Hepatitis B | HepB | HepB | HepB | HepB | HepB | liquid | IM | 3 | 6 | 5.3 |  |  | 2.244 | 0.374 |  |  | n/a
37 | Hepatitis B | HepB | HepB | HepB | HepB | HepB | liquid | IM | 3 | 10 | 4.4 |  |  | 1.665 | 0.1665 | 0.1902 |  | Unicef_estimates_16
38 | Hepatitis B | HepB | HepB | HepB | HepB | HepB | liquid | IM | 3 | 20 | 2.6 |  |  |  | 0 |  |  | n/a
39 | Hepatitis B UniJect | HepB | HepB | HepB | HepB | HepB | liquid | IM | 3 | Uniject | 15.2 |  |  | 0.92 | 0.92 |  |  | n/a
40 | Hib liquid | Hib_liq | Hib_liq | Hib_liq | Hib_liq | Hib_liq | liquid | IM | 3 | 1 | 15 |  |  | 3.636 | 3.636 | 3.2 |  | n/a
41 | Hib liquid | Hib_liq | Hib_liq | Hib_liq | Hib_liq | Hib_liq | liquid | IM | 3 | 10 | 2.5 |  |  | 30.3 | 3.03 |  |  | n/a
42 | Hib freeze-dried | Hib_lyo | Hib_lyo | Hib_lyo | Hib_lyo | Hib_lyo | lyophilized | IM | 3 | 1 | 13 | 35 |  | 3.434 | 3.434 | 1.95 |  | n/a
43 | Hib freeze-dried | Hib_lyo | Hib_lyo | Hib_lyo | Hib_lyo | Hib_lyo | lyophilized | IM | 3 | 2 | 6 |  |  | 3.654 | 1.827 |  |  | n/a
44 | Hib freeze-dried | Hib_lyo | Hib_lyo | Hib_lyo | Hib_lyo | Hib_lyo | lyophilized | IM | 3 | 10 | 2.5 | 3 |  | 30.3 | 3.03 |  |  | n/a
45 | DTP liquid + Hib freeze-dried | DTP+Hib | DTP+Hib | DTC+Hib | DTP+Hib | DTP+Hib | liquid+lyop. | IM | 3 | 1 | 45 |  |  | 3.6865 | 3.6865 | 2.65 |  | n/a
46 | DTP-Hib combined liquid | DTP+Hib | DTP+Hib | DTC+Hib | DTP+Hib | DTP+Hib | liquid+lyop. | IM | 3 | 10 | 12 |  |  | 32.32 | 3.232 |  |  | n/a
47 | DTP-Hib combined liquid | DTP-Hib | DTP-Hib | DTC-Hib | DTP-Hib | DTP-Hib | liquid | IM | 3 | 1 | 32.3 |  |  | 2.862 | 2.862 |  |  | n/a
48 | DTP-Hib combined liquid | DTP-Hib | DTP-Hib | DTC-Hib | DTP-Hib | DTP-Hib | liquid | IM | 3 | 10 | 2.5 |  |  | 34.34 | 3.434 | 3.45 |  | n/a
49 | DTP-HepB liquid + Hib freeze-dried | DTP-HepB+Hib | DTP-HepB+Hib | DTC-HepB+Hib | DTP-HepB+Hib | DTP-HepB+Hib | liquid+lyop. | IM | 3 | 1 | 58.7 |  | VVM-14 | 2.828 | 2.828 | 2.52 |  | n/a
50 | DTP-HepB liquid + Hib freeze-dried | DTP-HepB+Hib | DTP-HepB+Hib | DTC-HepB+Hib | DTP-HepB+Hib | DTP-HepB+Hib | liquid+lyop. | IM | 3 | 1 | 39.2 |  | VVM-7 | 2.828 | 2.828 | 2.52 |  | n/a
51 | DTP-HepB liquid + Hib freeze-dried | DTP-HepB+Hib | DTP-HepB+Hib | DTC-HepB+Hib | DTP-HepB+Hib | DTP-HepB+Hib | liquid+lyop. | IM | 3 | 2 | 19.6 |  | VVM-7 | 3.9 | 1.95 |  |  | Unicef_estimates_16
52 | DTP-HepB liquid + Hib freeze-dried | DTP-HepB+Hib | DTP-HepB+Hib | DTC-HepB+Hib | DTP-HepB+Hib | DTP-HepB+Hib | liquid+lyop. | IM | 3 | 2 | 14.2 |  | VVM-14 | 3.9 | 1.95 |  |  | Unicef_estimates_16
53 | DTP-HepB liquid + Hib freeze-dried | DTP-HepB+Hib | DTP-HepB+Hib | DTC-HepB+Hib | DTP-HepB+Hib | DTP-HepB+Hib | liquid+lyop. | IM | 3 | 10 | 7.8 |  | VVM-14 | 17.3 | 1.73 |  |  | n/a
54 | DTP-HepB liquid + Hib freeze-dried | DTP-HepB+Hib | DTP-HepB+Hib | DTC-HepB+Hib | DTP-HepB+Hib | DTP-HepB+Hib | liquid+lyop. | IM | 3 | 10 | 5.1 |  | VVM-7 | 17.3 | 1.73 |  |  | n/a
55 | DTP-HepB-Hib liquid | DTP-HepB-Hib | DTP-HepB-Hib | DTC-HepB-Hib | DTP-HepB-Hib | DTP-HepB-Hib | liquid | IM | 3 | 10 | 2.9 |  | VVM-7 | 17.3 | 1.73 | 2.2 |  | Unicef_estimates_16
56 | DTP-HepB-Hib liquid | DTP-HepB-Hib | DTP-HepB-Hib | DTC-HepB-Hib | DTP-HepB-Hib | DTP-HepB-Hib | liquid | IM | 3 | 10 | 2.61 |  | VVM-7 | 17.3 | 1.73 | 2.2 |  | Unicef_estimates_16
57 | DTP-HepB-Hib liquid | DTP-HepB-Hib | DTP-HepB-Hib | DTC-HepB-Hib | DTP-HepB-Hib | DTP-HepB-Hib | liquid | IM | 3 | 5 | 2.9 |  | VVM-14 | 9.18 | 1.836 |  |  | Estimates
58 | DTP-HepB-Hib liquid | DTP-HepB-Hib | DTP-HepB-Hib | DTC-HepB-Hib | DTP-HepB-Hib | DTP-HepB-Hib | liquid | IM | 3 | 2 | 13.1 |  | VVM-7 | 3.88 | 1.94 |  |  | Unicef_estimates_16
59 | DTP-HepB-Hib liquid | DTP-HepB-Hib | DTP-HepB-Hib | DTC-HepB-Hib | DTP-HepB-Hib | DTP-HepB-Hib | liquid | IM | 3 | 1 | 26.1 |  | VVM-7 | 2.3 | 2.3 | 2.4928 |  | Unicef_estimates_16
60 | DTP-HepB-Hib liquid | DTP-HepB-Hib | DTP-HepB-Hib | DTC-HepB-Hib | DTP-HepB-Hib | DTP-HepB-Hib | liquid | IM | 3 | 1 | 14.6 |  | VVM-14 | 2.3 | 2.3 | 2.4928 |  | Unicef_estimates_16
61 | DTP-HepB-Hib liquid | DTP-HepB-Hib | DTP-HepB-Hib | DTC-HepB-Hib | DTP-HepB-Hib | DTP-HepB-Hib | liquid | IM | 3 | 1 | 13.1 |  | VVM-14 | 2.3 | 2.3 | 2.4928 |  | Unicef_estimates_16
62 | DTP-HepB-Hib liquid | DTP-HepB-Hib | DTP-HepB-Hib | DTC-HepB-Hib | DTP-HepB-Hib | DTP-HepB-Hib | liquid | IM | 3 | 1 | 10.3 |  | VVM-14 | 2.3 | 2.3 | 2.4928 |  | Unicef_estimates_16
63 | DTP-HepB-Hib liquid | DTP-HepB-Hib | DTP-HepB-Hib | DTC-HepB-Hib | DTP-HepB-Hib | DTP-HepB-Hib | liquid | IM | 3 | Uniject | 15.2 |  | VVM-7 | 3.636 | 3.636 | 3.5 |  | n/a
64 | Meningitis A/C | MV_A/C | MV_A/C | MV_A/C | MV_A/C | MV_A/C | lyophilized | SC | 1 | 10 | 2.5 | 4 |  | 12.2 | 1.22 | 1.5 |  | Unicef_estimates_14
65 | Meningitis A/C | MV_A/C | MV_A/C | MV_A/C | MV_A/C | MV_A/C | lyophilized | SC | 1 | 50 | 1.5 | 3 |  | 22.605 | 0.4521 |  |  | n/a
66 | Meningococcal A/C/W/ | MV_A/C/W | MV_A/C/W | MV_A/C/W | MV_A/C/W | MV_A/C/W | lyophilized | SC | 1 | 50 | 1.5 | 3 |  | 66.15 | 1.323 |  |  | n/a
67 | Meningococcal A/C/W/Y | MV_A/C/W/Y | MV_A/C/W/Y | MV_A/C/W/Y | MV_A/C/W/Y | MV_A/C/W/Y | lyophilized | SC | 1 | 10 | 2.5 | 4 |  | 50 | 5 |  |  | Unicef_estimates_14
68 | Meningitis W135 | MV_W135 | MV_W135 | MV_W135 | MV_W135 | MV_W135 | lyophilized | SC | 1 | 10 | 2.5 | 4 |  |  | 0 |  |  | Assumptions
69 | Meningitis A/C/Y/W135 | MV_ACYW-135 | MV_ACYW-135 | MV_ACYW-135 | MV_ACYW-135 | MV_ACYW-135 | lyophilized | SC | 1 | 10 | 12.2569 |  | VVM-30 |  | 0 |  |  | PQ 22 May 2013
70 | Meningitis A conjugate | Men_A | Men_A | Men_A | Men_A | Men_A | lyophilized | SC | 2 | 10 | 2.6 | 4 | VVM-30 | 6.21 | 0.621 |  |  | Unicef_estimates_14
71 | Japanese Encephalitis | JE_lyo | JE_lyo | JE_lyo | JE_lyo | JE_lyo | lyophilized | SC | 3 | 10 | 15 |  |  | 2.2 | 0.22 |  |  | indicative (CMYP VietNam)
72 | Japanese Encephalitis | JE_lyo | JE_lyo | JE_lyo | JE_lyo | JE_lyo | lyophilized | SC | 3 | 10 | 8.1 | 8.1 |  | 2.2 | 0.22 |  |  | indicative (CMYP VietNam)
73 | Japanese Encephalitis | JE_lyo | JE_lyo | JE_lyo | JE_lyo | JE_lyo | lyophilized | SC | 3 | 5 | 4.248 | 4.248 | VVM-14 | 1.34 | 0.268 |  |  | Unicef_estimates_14
74 | Japanese Encephalitis | JE_lyo | JE_lyo | JE_lyo | JE_lyo | JE_lyo | lyophilized | SC | 3 | 1 | 21.2398 | 15.939 | VVM-14 |  | 0 |  |  | n/a
75 | Japanese Encephalitis | JE_liq | JE_liq | JE_liq | JE_liq | JE_liq | liquid | SC | 3 | 10 | 3.4 |  |  | 2.2 | 0.22 |  |  | n/a
76 | Rabies vaccine | Rabies | Rabies | Rabies | Rabies | Rabies | lyophilized | IM | 3 | 1 | 53.6 |  |  |  | 0 | 10.55 |  | VERORAB
77 | Rabies vaccine | Rabies | Rabies | Rabies | Rabies | Rabies | lyophilized | IM | 3 | 1 | 20.09 | 20.1 | VVM-30 |  | 0 | 10.55 |  | Lyssavac N (with VVM-30)
78 | Rota vaccine | Rota_lyo | Rota_lyo | Rota_lyo | Rota_lyo | Rota_lyo | lyophilized | Oral | 2 | 1 | 156 |  | VVM-14 | 2.632 | 2.632 |  |  | Assumptions (10 dose package in PQ file)
79 | Rota vaccine | Rota_lyo | Rota_lyo | Rota_lyo | Rota_lyo | Rota_lyo | lyophilized | Oral | 2 | 1 | 110.6 |  | VVM-14 | 2.632 | 2.632 |  |  | Assumptions (25 dose package in PAHO)
80 | Rota vaccine | Rota_lyo | Rota_lyo | Rota_lyo | Rota_lyo | Rota_lyo | lyophilized | Oral | 3 | 1 | 11 | 88.5 | VVM-14 | 2.632 | 2.632 |  |  | Assumptions (if diluents stored out-off cc)
81 | Rota vaccine | Rota_liq | Rota_liq | Rota_liq | Rota_liq | Rota_liq | liquid | Oral | 2 | 1 | 17.1258 |  | VVM-14 | 2.632 | 2.632 | 6.5 |  | estimates_12 (packs of 50 single-dose tubes)
82 | Rota vaccine | Rota_liq | Rota_liq | Rota_liq | Rota_liq | Rota_liq | liquid | Oral | 2* | 1 | 85.28 |  | VVM-14 | 2.632 | 2.632 | 6.5 |  | estimates_12 (packs of 10 single-dose applicators)
83 | Rota vaccine | Rota_liq | Rota_liq | Rota_liq | Rota_liq | Rota_liq | liquid | Oral | 3 | 1 | 46.3 |  | None | 3.5 | 3.5 | 5.15 |  | estimates_12 (package of 25 single-dose tubes)
84 | Rota vaccine | Rota_liq_frozen | Rota_liq_frozen | Rota_liq_frozen | Rota_liq_frozen | Rota_liq_frozen | liquid-frozen | Oral | 3 | 1 | 31.6 |  | VVM-2 | 1.4667 | 1.4667 |  |  | Gavi forecasts
85 | Rota vaccine | Rota_liq_frozen | Rota_liq_frozen | Rota_liq_frozen | Rota_liq_frozen | Rota_liq_frozen | liquid-frozen | Oral | 3 | 5 | 4.232 |  | VVM-2 | 5 | 1 |  |  | Rotavac (Bharat, 5/1/2018)
86 | Rota vaccine | Rota_liq_frozen | Rota_liq_frozen | Rota_liq_frozen | Rota_liq_frozen | Rota_liq_frozen | liquid-frozen | Oral | 3 | 10 | 3.2076 |  | VVM-2 | 9.1667 | 0.91667 |  |  | Rotavac (Bharat, 5/1/2018)
87 | Pneumo. conjugate vaccine 7-valent | PCV-7 | PCV-7 | PCV-7 | PCV-7 | PCV-7 | liquid | IM | 3 | PFS | 55.9488 |  |  |  | 0 |  |  | Prefilled glass syringe (Prevenar)
88 | Pneumo. conjugate vaccine 7-valent | PCV-7 | PCV-7 | PCV-7 | PCV-7 | PCV-7 | liquid | IM | 3 | 1 | 21 |  | VVM-30 | 3.535 | 3.535 |  |  | Prevenar vial presentation
89 | Pneumo. conjugate vaccine 10-valent | PCV-10 | PCV-10 | PCV-10 | PCV-10 | PCV-10 | liquid | IM | 3 | 1 | 17.575 |  | VVM-30 | 3.535 | 3.535 | 14.12 |  | n/a
90 | Pneumo. conjugate vaccine 10-valent | PCV-10 | PCV-10 | PCV-10 | PCV-10 | PCV-10 | liquid | IM | 3 | 2 | 4.8 |  | VVM-30 | 7 | 3.5 |  |  | Unicef_estimates_14
91 | Pneumo. conjugate vaccine 10-valent | PCV-10 | PCV-10 | PCV-10 | PCV-10 | PCV-10 | liquid | IM | 3 | 4 | 2.4 |  | VVM-30 | 13 | 3.25 |  |  | Gavi_Forcast_2016
92 | Pneumo. conjugate vaccine 10-valent | PCV-10 | PCV-10 | PCV-10 | PCV-10 | PCV-10 | liquid | IM | 3 | 5 | 3.515 |  | VVM-30 | 13 | 2.6 |  |  | PNEUMOSIL®
93 | Pneumo. conjugate vaccine 13-valent | PCV-13 | PCV-13 | PCV-13 | PCV-13 | PCV-13 | liquid | IM | 3 | 1 | 15.7 |  | VVM-30 | 3.3 | 3.3 | 15.84 |  | Unicef_estimates_14 (carton of 25 vials)
94 | Pneumo. conjugate vaccine 13-valent | PCV-13 | PCV-13 | PCV-13 | PCV-13 | PCV-13 | liquid | IM | 3 | 1 | 12 |  | VVM-30 | 3.3 | 3.3 | 15.84 |  | Unicef_estimates_14 (carton of 50 vials)
95 | Pneumo. conjugate vaccine 13-valent | PCV-13 | PCV-13 | PCV-13 | PCV-13 | PCV-13 | liquid | IM | 3 | 4 | 3 |  | VVM-30 | 13 | 3.25 | 15.84 |  | Gavi_Forcast_2016
96 | Pneumo. conjugate vaccine xx-valent | PCV-xx | PCV-xx | PCV-xx | PCV-xx | PCV-xx | liquid | IM | 3 | Uniject | 15.2 |  |  | 3.636 | 3.636 |  |  | n/a
97 | Polio inactivated | IPV | IPV | VPI | IPV | IPV | liquid | IM | 3 | PFS | 107.406 |  |  |  | 0 |  | 4.5 | Sanofi pasteur (packs of 50 PFS)
98 | Polio inactivated | IPV | IPV | VPI | IPV | IPV | liquid | IM | 3 | 10 | 2.46 |  |  | 9.8 | 0.98 |  |  | Unicef_estimates_14
99 | Polio inactivated | IPV | IPV | VPI | IPV | IPV | liquid | IM | 3 | 5 | 4.4 |  |  | 9.5 | 1.9 |  |  | Unicef_estimates_14
100 | Polio inactivated | IPV | IPV | VPI | IPV | IPV | liquid | IM | 3 | 2 | 5.7 |  |  | 9.494 | 4.747 |  |  | n/a
101 | Polio inactivated | IPV | IPV | VPI | IPV | IPV | liquid | IM | 3 | 1 | 15.7 |  |  | 2.8 | 2.8 | 3.52 |  | Unicef_estimates_14
102 | Polio inactivated | IPV | IPV | VPI | IPV | IPV | liquid | IM | 3 | 1 | 12.9 |  | VVM-7 | 2.8 | 2.8 | 3.52 | 96.75 | Unicef_estimates_14
103 | Human Papilomavirus vaccine | HPV | HPV | HPV | HPV | HPV | liquid | IM | 2 | 1 | 15 |  |  | 4.5 | 4.5 | 13.79 |  | pack of 10 vials (Gardasil)
104 | Human Papilomavirus vaccine | HPV | HPV | HPV | HPV | HPV | liquid | IM | 2 | 1 | 11.5 |  |  | 4.5 | 4.5 | 13.08 |  | pack of 100 vials (Cervaris)
105 | Human Papilomavirus vaccine | HPV | HPV | HPV | HPV | HPV | liquid | IM | 2 | 2 | 5.7 |  |  | 9.2 | 4.6 |  |  | pack of 10 vials (Cervaris)
106 | Human Papilomavirus vaccine | HPV | HPV | HPV | HPV | HPV | liquid | IM | 2 | 2 | 4.8 |  |  | 9.2 | 4.6 |  |  | pack of 100 vials (Cervaris)
107 | Monovalent OPV-1 | mOPV1 | mOPV1 | mVPO1 | mOPV1 | mOPV1 | liquid | Oral |  | 20 | 1.5 |  | VVM-2 | 2.156 | 0.1078 |  |  | Unicef_estimates_12
108 | Monovalent OPV-2 | mOPV2 | mOPV2 | mVPO2 | mOPV2 | mOPV2 | liquid | Oral |  | 20 | 1.5 |  | VVM-2 | 2.156 | 0.1078 |  |  | assumed
109 | Monovalent OPV-3 | mOPV3 | mOPV3 | mVPO3 | mOPV3 | mOPV3 | liquid | Oral |  | 20 | 1.5 |  | VVM-2 | 2.75 | 0.1375 |  |  | Unicef_estimates_12
110 | Influenza A vaccine | H1N1 | H1N1 | H1N1 | H1N1 | H1N1 | liquid+liquid | IM |  | 10 | 5.6997 |  |  | 44 | 4.4 | 4.5 |  | Unicef_estimates_12
111 | Influenza A vaccine | H1N1 | H1N1 | H1N1 | H1N1 | H1N1 | liquid | IM |  | 10* | 9.4039 |  |  | 44 | 44 |  |  | Unicef_estimates_12
112 | Influenza A vaccine | H1N1 | H1N1 | H1N1 | H1N1 | H1N1 | liquid | IM |  | 10 | 3.3566 |  |  | 44 | 4.4 |  |  | Unicef_estimates_12
113 | Influenza A vaccine | H1N1 | H1N1 | H1N1 | H1N1 | H1N1 | liquid | IM |  | 10* | 5.194 |  |  | 44 | 44 |  |  | Unicef_estimates_12
114 | Influenza A vaccine | H1N1 | H1N1 | H1N1 | H1N1 | H1N1 | liquid | Nasal |  | PFS | 79.5797 |  |  | 6.05 | 6.05 |  |  | Assumptions
115 | Seasonal Influenza vaccine 2 | Flu | Flu | Grippe | Flu | Flu | liquid | IM |  | 10 | 3.3566 |  |  | 35 | 3.5 | 4.5 |  | Unicef_estimates_14
116 | VPO bivalent 1+3 | bOPV | bOPV | bVPO | bOPV | bOPV | liquid | Oral |  | 20 | 1.13 |  | VVM-2 | 3.05 | 0.1525 |  |  | Unicef_estimates_16
117 | VPO bivalent 1+3 | bOPV | bOPV | bVPO | bOPV | bOPV | liquid | Oral |  | 10 | 0.97 |  | VVM-2 | 3.08 | 0.308 |  |  | Assumptions
118 | Cholera vaccine Dukoral | OCV | OCV | VCO | OCV | OCV | liquid | Oral |  | 2 | 136 |  |  | 4.07 | 2.035 |  |  | Assumptions
119 | Cholera vaccine Shanchol | OCV | OCV | VCO | OCV | OCV | liquid | Oral |  | 1 | 16.8 |  | VVM-14 | 2.035 | 2.035 |  |  | Assumptions
120 | Typhoid (Conjugate) | Typhoid | Typhoid | Typhoid | Typhoid | Typhoid | liquid | IM | 1 | 1 | 14.2 |  | VVM-30 |  | - |  |  | 6months to 45years (booster after 3years)
121 | Typhoid (Conjugate) | Typhoid | Typhoid | Typhoid | Typhoid | Typhoid | liquid | IM | 1 | 5 | 2.8 |  | VVM-30 |  | - |  |  | 6months to 45years (booster after 3years)
122 | Malaria vaccine | RTS,S | RTS,S | RTS,S | RTS,S | RTS,S | liquid+lyop. | IM | 4 | 2 | 9.9 |  | VVM-14 |  | - |  |  | advanced infos for pilote projects

## Country_name (hidden)
| Country | Region | Vaccine procurement
1 | EPI-Tenga | Global | UNICEF PS | EPI-Tenga
0 | Afghanistan | EMRO | UNICEF PS
0 | Albania | EURO | Others
0 | Algérie | AFRO | Others
0 | Andorra | EURO | Others
0 | Angola | AFRO | UNICEF PS
0 | Antigua and Barbuda | AMRO | PAHO RF
0 | Argentina | AMRO | PAHO RF
0 | Armenia | EURO | Others
0 | Australia | WPRO | Others
0 | Austria | EURO | Others
0 | Azerbaijan | EURO | UNICEF PS
0 | Bahrain | EMRO | Others
0 | Bahamas | AMRO | PAHO RF
0 | Bangladesh | SEARO | UNICEF PS
0 | Barbados | AMRO | PAHO RF
0 | Belgium | EURO | Others
0 | Bénin | AFRO | UNICEF PS
0 | Burkina Faso | AFRO | UNICEF PS
0 | Bhutan | SEARO | UNICEF PS
0 | Bosnia and Herzegovina | EURO | Others
0 | Palau | WPRO | Others
0 | Belarus | EURO | Others
0 | Belize | AMRO | PAHO RF
0 | Bolivia | AMRO | PAHO RF
0 | Botswana | AFRO | Others
0 | Brazil | AMRO | PAHO RF
0 | Brunei | WPRO | Others
0 | Bulgaria | EURO | Others
0 | Burundi | AFRO | UNICEF PS
0 | Caméroun | AFRO | UNICEF PS
0 | République CentrAfricaine | AFRO | UNICEF PS
0 | Cambodia | WPRO | UNICEF PS
0 | Canada | AMRO | PAHO RF
0 | Cape Verde | AFRO | Others
0 | Tchad | AFRO | UNICEF PS
0 | Chile | AMRO | PAHO RF
0 | China | WPRO | Others
0 | Congo | AFRO | UNICEF PS
0 | République Démocratique du Congo | AFRO | UNICEF PS
0 | Cook Islands | WPRO | Others
0 | Colombia | AMRO | PAHO RF
0 | Comoros | AFRO | UNICEF PS
0 | Costa Rica | AMRO | PAHO RF
0 | Croatia | EURO | Others
0 | Cuba | AMRO | PAHO RF
0 | Cyprus | EMRO | Others
0 | Czech Republic | EURO | Others
0 | Denmark | EURO | Others
0 | Germany | EURO | Others
0 | Djibouti | EMRO | UNICEF PS
0 | Dominica | AMRO | PAHO RF
0 | Dominican Republic | AMRO | PAHO RF
0 | Ecuador | AMRO | PAHO RF
0 | Egypt | EMRO | Others
0 | El Salvador | AMRO | PAHO RF
0 | Equatorial Guinea | AFRO | Others
0 | Eritrea | AFRO | UNICEF PS
0 | Estonia | EURO | Others
0 | Ethiopia | AFRO | UNICEF PS
0 | Fiji | WPRO | Others
0 | Finland | EURO | Others
0 | France | EURO | Others
0 | Gabon | AFRO | Others
0 | Gambia | AFRO | UNICEF PS
0 | Ghana | AFRO | UNICEF PS
0 | Georgia | EURO | Others
0 | Grenada | AMRO | PAHO RF
0 | Greece | EURO | Others
0 | Guinée Bissau | AFRO | UNICEF PS
0 | Guinée | AFRO | UNICEF PS
0 | Guatemala | AMRO | PAHO RF
0 | Guyana | AMRO | PAHO RF
0 | Haiti | AMRO | PAHO RF
0 | Honduras | AMRO | PAHO RF
0 | Hungary | EURO | Others
0 | Iceland | EURO | Others
0 | India | SEARO | UNICEF PS
0 | Indonesia | SEARO | Others
0 | Iran (Islamic Republic of) | EMRO | Others
0 | Ireland | EURO | Others
0 | Iraq | EMRO | Others
0 | Israel | EURO | Others
0 | Italy | EURO | Others
0 | Côte d'Ivoire | AFRO | UNICEF PS
0 | Jamaica | AMRO | PAHO RF
0 | Jordan | EMRO | Others
0 | Japan | WPRO | Others
0 | Kazakhstan | EURO | Others
0 | Kenya | AFRO | UNICEF PS
0 | Kyrgyzstan | EURO | Others
0 | Kiribati | WPRO | UNICEF PS
0 | Republic of Korea | WPRO | Others
0 | Democratic People's Republic of Korea | SEARO | Others
0 | Kuwait | EMRO | Others
0 | Lao People's Democratic Republic | WPRO | UNICEF PS
0 | Lebanon | EMRO | Others
0 | Lesotho | AFRO | Others
0 | Liberia | AFRO | UNICEF PS
0 | Libyan Arab Jamahiriya | EMRO | Others
0 | Lithuania | EURO | Others
0 | Luxembourg | EURO | Others
0 | Latvia | EURO | Others
0 | Malaysia | WPRO | Others
0 | Madagascar | AFRO | UNICEF PS
0 | Mali | AFRO | UNICEF PS
0 | Malawi | AFRO | UNICEF PS
0 | Mauritius | AFRO | Others
0 | Malta | EURO | Others
0 | Mauritanie | AFRO | UNICEF PS
0 | Maldives | SEARO | Others
0 | Republic of Moldova | EURO | UNICEF PS
0 | Mexico | AMRO | PAHO RF
0 | Micronesia | WPRO | Others
0 | Macedonia | EURO | Others
0 | Myanmar | SEARO | Others
0 | Montenegro | EURO | Others
0 | Mongolia | WPRO | UNICEF PS
0 | Monaco | EURO | Others
0 | Morocco | EMRO | Others
0 | Mozambique | AFRO | UNICEF PS
0 | Marshall Islands | WPRO | Others
0 | Namibia | AFRO | Others
0 | Nepal | SEARO | UNICEF PS
0 | Netherlands | EURO | Others
0 | New Zealand | WPRO | Others
0 | Nicaragua | AMRO | PAHO RF
0 | Nigeria | AFRO | UNICEF PS
0 | Niger | AFRO | UNICEF PS
0 | Niue | WPRO | Others
0 | Norway | EURO | Others
0 | Nauru | WPRO | Others
0 | Oman | EMRO | Others
0 | Pakistan | EMRO | UNICEF PS
0 | Panama | AMRO | PAHO RF
0 | Paraguay | AMRO | PAHO RF
0 | Peru | AMRO | PAHO RF
0 | Philippines | WPRO | Others
0 | Papua New Guinea | WPRO | UNICEF PS
0 | Poland | EURO | Others
0 | Portugal | EURO | Others
0 | Qatar | EMRO | Others
0 | Romania | EURO | Others
0 | Russian Federation | EURO | Others
0 | Rwanda | AFRO | UNICEF PS
0 | Saudi Arabia | EMRO | Others
0 | Saint Lucia | AMRO | PAHO RF
0 | Saint Vincent and The Grenadines | AMRO | PAHO RF
0 | Saint Kitts and Nevis | AMRO | PAHO RF
0 | Sénégal | AFRO | UNICEF PS
0 | Seychelles | AFRO | Others
0 | Sierra Leone | AFRO | UNICEF PS
0 | Singapore | WPRO | Others
0 | Samoa | WPRO | Others
0 | San Marino | EURO | Others
0 | South Africa | AFRO | Others
0 | Solomon Islands | WPRO | Others
0 | Somalia | EMRO | UNICEF PS
0 | Spain | EURO | Others
0 | Sri Lanka | SEARO | UNICEF PS
0 | Sao Tome and Principe | AFRO | UNICEF PS
0 | Sudan | EMRO | UNICEF PS
0 | South Sudan | AFRO | UNICEF PS
0 | Suriname | AMRO | PAHO RF
0 | Slovakia | EURO | Others
0 | Slovenia | EURO | Others
0 | Sweden | EURO | Others
0 | Switzerland | EURO | Others
0 | Swaziland | AFRO | Others
0 | Syrian Arab Republic | EMRO | Others
0 | Tanzania | AFRO | UNICEF PS
0 | Thailand | SEARO | UNICEF PS
0 | Tajikistan | EURO | UNICEF PS
0 | Turkmenistan | EURO | Others
0 | Timor-Leste | SEARO | UNICEF PS
0 | Togo | AFRO | UNICEF PS
0 | Tonga | WPRO | Others
0 | Trinidad and Tobago | AMRO | PAHO RF
0 | Tunisia | EMRO | Others
0 | Turkey | EURO | Others
0 | Tuvalu | WPRO | Others
0 | United Arab Emirates | EMRO | Others
0 | Uganda | AFRO | UNICEF PS
0 | Ukraine | EURO | Others
0 | United Kingdom | EURO | Others
0 | Uruguay | AMRO | PAHO RF
0 | United States of America | AMRO | PAHO RF
0 | Uzbekistan | EURO | UNICEF PS
0 | Vanuatu | WPRO | Others
0 | Venezuela | AMRO | PAHO RF
0 | Viet Nam | WPRO | UNICEF PS
0 | Yemen | EMRO | UNICEF PS
0 | Serbia | EURO | Others
0 | Zambia | AFRO | UNICEF PS
0 | Zimbabwe | AFRO | UNICEF PS